## invFacility
ID | FacilityName | FacilityNameTemp | WorkRequest# | Facility# | Facility#Temp | FacilitySystem | FacilityGroup | FacilityFunction | FacilityID | Comments | Property | Building | Floor | Wing | Location | Model | SerialNo | InstallDate | Manufacturer | Capacity | IsNew | InputDate | UpdateDate | InputBy | UpdateBy | BSL | AAALAC | TJC | InventoryDate | InventoryBy | Status | TypeorUse | Size | CapacityHeadTest | FuelRefrigeration | MotorManufacturer | HP | MotorType | MotorSerialNo | MotorInstallDate | MotorModel | Frame | RPM | Voltage | Amperes | PhaseCycle | BSLClassification | TJCValue | PMSchedule | VOLTS | AMP | KVA | PH | W | NOofCKTS | CKTSUsed | VOLTSPRIMARY | VOLTSSECONDARY | ElectricalOther
1 | 13 - FAN-01 - 11860 |  | KTV56789 | 11860 | T00001 | Fan | Mechanical Equipment | Exhaust Air to Lobby | FAN-01 |  | Bethesda | 13 | LOBBY |  | 1416 | D441 | 123456789 |  | GE |  | 0 | 2011-07-01 08:00 | 2015-10-26 | Qi, Zhong | Qi, Zhong | 0 | 0 | 0 |  |  | Active | [5 empty] | 20 | [10 empty] | 0
4810 | 13 - BATTERY CHARGER - 1822 |  |  | 1822 | 1822 | Battery Charger | Electrical Equipment | Battery Pack Fixture. Function: CHARGES BATTERIE | BATC |  | Bethesda | 13 | 2ND FL |  | Building 13, Floor 1 | [5 empty] | -1 | 2011-11-08 00:53 | 2015-09-18 | Qi, Zhong | Qi, Zhong | 0 | 0 | 0 |  |  | Active | [16 empty] | 0
4820 | 13 - Backflow Preventer - 00874BFP00001 |  |  | 00874BFP00001 | 00874BFP00001 | Backflow Preventer | Mechanical Equipment | WSSC BFP | BFP00001 |  | Bethesda | 13 |  |  | 13/Gr Fl Rm G800 | 6C | 9401505 |  | Beeco |  | -1 | 2011-11-08 00:53 |  | Qi, Zhong |  | 0 | 0 | 0 | 2008-06-10 |  | Active | [16 empty] | 0
4821 | 13 - Backflow Preventer - 00874BFP00002 |  |  | 00874BFP00002 | 00874BFP00002 | Backflow Preventer | Mechanical Equipment | WSSC BFP | BFP00002 |  | Bethesda | 13 |  |  | G924 | FRPII | 76397 |  | Hersey |  | -1 | 2011-11-08 00:53 |  | Qi, Zhong |  | 0 | 0 | 0 | 2008-06-10 |  | Active | [16 empty] | 0
4822 | 13 - Backflow Preventer - 00874BFP00003 |  |  | 00874BFP00003 | 00874BFP00003 | Backflow Preventer | Mechanical Equipment | WSSC BFP | BFP00003 |  | Bethesda | 13 |  |  | G924 | 6C | 9401505 |  | Beeco |  | -1 | 2011-11-08 00:53 |  | Qi, Zhong |  | 0 | 0 | 0 | 2008-06-10 |  | Active | [16 empty] | 0
7817 | 13 - PANEL DIST - 8496DP7 |  |  | 8496DP7 | 8496DP7 | Distribution Panel | Electrical Equipment | Distribution Panel | DP7 |  | Bethesda | 13 |  |  | Floor 1st, Room: B1W-72 | [5 empty] | -1 | 2011-11-08 00:54 |  | Qi, Zhong |  | 0 | 0 | 0 | 2010-10-28 |  | Active | [16 empty] | 0
7818 | 13 - PANEL DIST - 8496DP10 |  |  | 8496DP10 | 8496DP10 | Distribution Panel | Electrical Equipment | Distribution Panel | DP10 |  | Bethesda | 13 |  |  | Floor 3rd, Room: 3W-71 | [5 empty] | -1 | 2011-11-08 00:54 |  | Qi, Zhong |  | 0 | 0 | 0 | 2010-10-28 |  | Active | [16 empty] | 0
7819 | 13 - PANEL EM RECEP - 1272ERP1 |  |  | 1272ERP1 | 1272ERP1 | Emergency Receptacle Panel | Electrical Equipment | Emergency Receptacle Panel | ERP1 |  | Bethesda | 13 |  |  | Floor 2nd, Room: 231 | [5 empty] | -1 | 2011-11-08 00:54 |  | Qi, Zhong |  | 0 | 0 | 0 | 2010-10-28 |  | Active | [16 empty] | 0
7820 | 13 - PANEL EM RECEP - 1272ERP2 |  |  | 1272ERP2 | 1272ERP2 | Emergency Receptacle Panel | Electrical Equipment | Emergency Receptacle Panel | ERP2 |  | Bethesda | 13 |  |  | Floor 1st, Room: Maint. Shop | [5 empty] | 0 | 2011-11-08 00:54 | 2014-12-18 | Qi, Zhong | Qi, Zhong | 0 | 0 | 0 | 2010-10-28 |  | Deactivated | [16 empty] | 0
7821 | 13 - PANEL EM RECEP - 8496ERP1 |  |  | 8496ERP1 | 8496ERP1 | Emergency Receptacle Panel | Electrical Equipment | Emergency Receptacle Panel | ERP1 |  | Bethesda | 13 |  |  | Floor P, Room: S. Mech. Room | [5 empty] | -1 | 2011-11-08 00:54 |  | Qi, Zhong |  | 0 | 0 | 0 | 2010-10-28 |  | Active | [16 empty] | 0
7822 | 13 - PANEL EM RECEP - 8496ERP2 |  |  | 8496ERP2 | 8496ERP2 | Emergency Receptacle Panel | Electrical Equipment | Emergency Receptacle Panel | ERP2 |  | Bethesda | 13 |  |  | Floor G, Room: B1W-72 | [5 empty] | -1 | 2011-11-08 00:54 |  | Qi, Zhong |  | 0 | 0 | 0 | 2010-10-28 |  | Active | [16 empty] | 0
7823 | 13 - PANEL EM RECEP - 8496ERP3 |  |  | 8496ERP3 | 8496ERP3 | Emergency Receptacle Panel | Electrical Equipment | Emergency Receptacle Panel | ERP3 |  | Bethesda | 13 |  |  | Floor G, Room: Sub Basement | [5 empty] | -1 | 2011-11-08 00:54 |  | Qi, Zhong |  | 0 | 0 | 0 | 2010-10-28 |  | Active | [16 empty] | 0
7824 | 13 - PANEL EM RECEP - 8496ERP4 |  |  | 8496ERP4 | 8496ERP4 | Emergency Receptacle Panel | Electrical Equipment | Emergency Receptacle Panel | ERP4 |  | Bethesda | 13 |  |  | Floor G, Room: Sub Basement | [5 empty] | 0 | 2011-11-08 00:54 | 2014-12-18 | Qi, Zhong | Qi, Zhong | 0 | 0 | 0 | 2010-10-28 |  | Deactivated | [16 empty] | 0
7825 | 13 - PANEL LT - 1272LP1 |  |  | 1272LP1 | 1272LP1 | Lighting Panel | Electrical Equipment | Lighting Panel | LP1 |  | Bethesda | 13 |  |  | Floor 3rd, Room: 3W-21 | [5 empty] | -1 | 2011-11-08 00:54 |  | Qi, Zhong |  | 0 | 0 | 0 | 2010-10-28 |  | Active | [16 empty] | 0
7826 | 13 - PANEL LT - 1272LP2 |  |  | 1272LP2 | 1272LP2 | Lighting Panel | Electrical Equipment | Lighting Panel | LP2 |  | Bethesda | 13 |  |  | Floor 2nd, Room: 231 | [5 empty] | -1 | 2011-11-08 00:54 |  | Qi, Zhong |  | 0 | 0 | 0 | 2010-10-28 |  | Active | [16 empty] | 0
7827 | 13 - PANEL RECEP - 1272RP1 |  |  | 1272RP1 | 1272RP1 | Receptacle Panel | Electrical Equipment | Receptacle Panel | RP1 |  | Bethesda | 13 |  |  | Floor P, Room: N. Mech. Room | [5 empty] | -1 | 2011-11-08 00:54 |  | Qi, Zhong |  | 0 | 0 | 0 | 2010-10-28 |  | Active | [16 empty] | 0
7828 | 13 - PANEL RECEP - 1272RP2 |  |  | 1272RP2 | 1272RP2 | Receptacle Panel | Electrical Equipment | Receptacle Panel | RP2 |  | Bethesda | 13 |  |  | Floor 3rd, Room: 3W-31 | [5 empty] | -1 | 2011-11-08 00:54 |  | Qi, Zhong |  | 0 | 0 | 0 | 2010-10-28 |  | Active | [16 empty] | 0
7829 | 13 - PANEL RECEP - 1272RP4 |  |  | 1272RP4 | 1272RP4 | Receptacle Panel | Electrical Equipment | Receptacle Panel | RP4 |  | Bethesda | 13 |  |  | Floor 3rd, Room: 3e-041 | [5 empty] | 0 | 2011-11-08 00:54 | 2014-12-18 | Qi, Zhong | Qi, Zhong | 0 | 0 | 0 | 2010-10-28 |  | Deactivated | [16 empty] | 0
7830 | 13 - PANEL RECEP - 1272RP5 |  |  | 1272RP5 | 1272RP5 | Receptacle Panel | Electrical Equipment | Receptacle Panel | RP5 |  | Bethesda | 13 |  |  | Floor 3rd, Room: 3W-24A | [5 empty] | 0 | 2011-11-08 00:54 | 2014-12-18 | Qi, Zhong | Qi, Zhong | 0 | 0 | 0 | 2010-10-28 |  | Deactivated | [16 empty] | 0
7831 | 13 - PANEL RECEP - 1272RP6 |  |  | 1272RP6 | 1272RP6 | Receptacle Panel | Electrical Equipment | Receptacle Panel | RP6 |  | Bethesda | 13 |  |  | Floor 3rd, Room: 3W-57 | [5 empty] | 0 | 2011-11-08 00:54 | 2014-12-18 | Qi, Zhong | Qi, Zhong | 0 | 0 | 0 | 2010-10-28 |  | Deactivated | [16 empty] | 0
7832 | 13 - PANEL RECEP - 1272RP7 |  |  | 1272RP7 | 1272RP7 | Receptacle Panel | Electrical Equipment | Receptacle Panel | RP7 |  | Bethesda | 13 |  |  | Floor 3rd, Room: 3W-51 | [5 empty] | -1 | 2011-11-08 00:54 |  | Qi, Zhong |  | 0 | 0 | 0 | 2010-10-28 |  | Active | [16 empty] | 0
7833 | 13 - PANEL RECEP - 1272RP8 |  |  | 1272RP8 | 1272RP8 | Receptacle Panel | Electrical Equipment | Receptacle Panel | RP8 |  | Bethesda | 13 |  |  | Floor 3rd, Room: 3W-43 | [5 empty] | -1 | 2011-11-08 00:54 |  | Qi, Zhong |  | 0 | 0 | 0 | 2010-10-28 |  | Active | [16 empty] | 0
7834 | 13 - PANEL RECEP - 1272RP9 |  |  | 1272RP9 | 1272RP9 | Receptacle Panel | Electrical Equipment | Receptacle Panel | RP9 |  | Bethesda | 13 |  |  | Floor 3rd, Room: Next to 3W-34 | [5 empty] | -1 | 2011-11-08 00:54 |  | Qi, Zhong |  | 0 | 0 | 0 | 2010-10-28 |  | Active | [16 empty] | 0
7835 | 13 - PANEL RECEP - 1272RP10 |  |  | 1272RP10 | 1272RP10 | Receptacle Panel | Electrical Equipment | Receptacle Panel | RP10 |  | Bethesda | 13 |  |  | Floor 3rd, Room: 3W-16A | [5 empty] | -1 | 2011-11-08 00:54 |  | Qi, Zhong |  | 0 | 0 | 0 | 2010-10-28 |  | Active | [16 empty] | 0
7836 | 13 - PANEL RECEP - 1272RP11 |  |  | 1272RP11 | 1272RP11 | Receptacle Panel | Electrical Equipment | Receptacle Panel | RP11 |  | Bethesda | 13 |  |  | Floor 3rd, Room: 3W-16A | [5 empty] | -1 | 2011-11-08 00:54 |  | Qi, Zhong |  | 0 | 0 | 0 | 2010-10-28 |  | Active | [16 empty] | 0
7837 | 13 - PANEL RECEP - 1272RP12 |  |  | 1272RP12 | 1272RP12 | Receptacle Panel | Electrical Equipment | Receptacle Panel | RP12 |  | Bethesda | 13 |  |  | Floor 3rd, Room: 3W-17 | [5 empty] | -1 | 2011-11-08 00:54 |  | Qi, Zhong |  | 0 | 0 | 0 | 2010-10-28 |  | Active | [16 empty] | 0
7838 | 13 - PANEL RECEP - 1272RP13 |  |  | 1272RP13 | 1272RP13 | Receptacle Panel | Electrical Equipment | Receptacle Panel | RP13 |  | Bethesda | 13 |  |  | Floor 3rd, Room: 3W-31 | [5 empty] | -1 | 2011-11-08 00:54 |  | Qi, Zhong |  | 0 | 0 | 0 | 2010-10-28 |  | Active | [16 empty] | 0
7839 | 13 - PANEL RECEP - 1272RP14 |  |  | 1272RP14 | 1272RP14 | Receptacle Panel | Electrical Equipment | Receptacle Panel | RP14 |  | Bethesda | 13 |  |  | Floor 3rd, Room: 3W-21 | [5 empty] | -1 | 2011-11-08 00:54 |  | Qi, Zhong |  | 0 | 0 | 0 | 2010-10-28 |  | Active | [16 empty] | 0
7840 | 13 - PANEL RECEP - 1272RP15 |  |  | 1272RP15 | 1272RP15 | Receptacle Panel | Electrical Equipment | Receptacle Panel | RP15 |  | Bethesda | 13 |  |  | Floor 3rd, Room: 3N-02 | [5 empty] | -1 | 2011-11-08 00:54 |  | Qi, Zhong |  | 0 | 0 | 0 | 2010-10-28 |  | Active | [16 empty] | 0
7841 | 13 - PANEL RECEP - 1272RP16 |  |  | 1272RP16 | 1272RP16 | Receptacle Panel | Electrical Equipment | Receptacle Panel | RP16 |  | Bethesda | 13 |  |  | Floor 3rd, Room: 3W-17 | [5 empty] | -1 | 2011-11-08 00:54 |  | Qi, Zhong |  | 0 | 0 | 0 | 2010-10-28 |  | Active | [16 empty] | 0
7842 | 13 - PANEL RECEP - 1272RP18 |  |  | 1272RP18 | 1272RP18 | Receptacle Panel | Electrical Equipment | Receptacle Panel | RP18 |  | Bethesda | 13 |  |  | Floor 3rd, Room: 3N-17 | [5 empty] | -1 | 2011-11-08 00:54 |  | Qi, Zhong |  | 0 | 0 | 0 | 2010-10-28 |  | Active | [16 empty] | 0
7843 | 13 - PANEL RECEP - 1272RP19 |  |  | 1272RP19 | 1272RP19 | Receptacle Panel | Electrical Equipment | Receptacle Panel | RP19 |  | Bethesda | 13 |  |  | Floor 3rd, Room: NE. Penthouse | [5 empty] | -1 | 2011-11-08 00:54 |  | Qi, Zhong |  | 0 | 0 | 0 | 2010-10-28 |  | Active | [16 empty] | 0
7844 | 13 - PANEL RECEP - 1272RP20 |  |  | 1272RP20 | 1272RP20 | Receptacle Panel | Electrical Equipment | Receptacle Panel | RP20 |  | Bethesda | 13 |  |  | Floor 2nd, Room: 210 | [5 empty] | -1 | 2011-11-08 00:54 |  | Qi, Zhong |  | 0 | 0 | 0 | 2010-10-28 |  | Active | [16 empty] | 0
7845 | 13 - PANEL RECEP - 1272RP21 |  |  | 1272RP21 | 1272RP21 | Receptacle Panel | Electrical Equipment | Receptacle Panel | RP21 |  | Bethesda | 13 |  |  | Floor 2nd, Room: 210 | [5 empty] | -1 | 2011-11-08 00:54 |  | Qi, Zhong |  | 0 | 0 | 0 | 2010-10-28 |  | Active | [16 empty] | 0
7846 | 13 - PANEL RECEP - 1272RP22 |  |  | 1272RP22 | 1272RP22 | Receptacle Panel | Electrical Equipment | Receptacle Panel | RP22 |  | Bethesda | 13 |  |  | Floor 2nd, Room: 229 | [5 empty] | -1 | 2011-11-08 00:54 |  | Qi, Zhong |  | 0 | 0 | 0 | 2010-10-28 |  | Active | [16 empty] | 0
7847 | 13 - PANEL RECEP - 1272RP23 |  |  | 1272RP23 | 1272RP23 | Receptacle Panel | Electrical Equipment | Receptacle Panel | RP23 |  | Bethesda | 13 |  |  | Floor 2nd, Room: 231 | [5 empty] | -1 | 2011-11-08 00:54 |  | Qi, Zhong |  | 0 | 0 | 0 | 2010-10-28 |  | Active | [16 empty] | 0
7848 | 13 - PANEL RECEP - 1272RP24 |  |  | 1272RP24 | 1272RP24 | Receptacle Panel | Electrical Equipment | Receptacle Panel | RP24 |  | Bethesda | 13 |  |  | Floor 2nd, Room: 231 | [5 empty] | -1 | 2011-11-08 00:54 |  | Qi, Zhong |  | 0 | 0 | 0 | 2010-10-28 |  | Active | [16 empty] | 0
7849 | 13 - PANEL RECEP - 1272RP28 |  |  | 1272RP28 | 1272RP28 | Receptacle Panel | Electrical Equipment | Receptacle Panel | RP28 |  | Bethesda | 13 |  |  | Floor 1st, Room: Maint. Shop | [5 empty] | 0 | 2011-11-08 00:54 | 2014-12-18 | Qi, Zhong | Qi, Zhong | 0 | 0 | 0 | 2010-10-28 |  | Deactivated | [16 empty] | 0
7850 | 13 - PANEL RECEP - 1272RP29 |  |  | 1272RP29 | 1272RP29 | Receptacle Panel | Electrical Equipment | Receptacle Panel | RP29 |  | Bethesda | 13 |  |  | Floor 1st, Room: Maint. Shop | [5 empty] | 0 | 2011-11-08 00:54 | 2014-12-18 | Qi, Zhong | Qi, Zhong | 0 | 0 | 0 | 2010-10-28 |  | Deactivated | [16 empty] | 0
7851 | 13 - PANEL RECEP - 1272RP30 |  |  | 1272RP30 | 1272RP30 | Receptacle Panel | Electrical Equipment | Receptacle Panel | RP30 |  | Bethesda | 13 |  |  | Floor 1st, Room: Maint. Shop | [5 empty] | 0 | 2011-11-08 00:54 | 2014-12-18 | Qi, Zhong | Qi, Zhong | 0 | 0 | 0 | 2010-10-28 |  | Deactivated | [16 empty] | 0
7852 | 13 - PANEL RECEP - 1272RP34 |  |  | 1272RP34 | 1272RP34 | Receptacle Panel | Electrical Equipment | Receptacle Panel | RP34 |  | Bethesda | 13 |  |  | Floor G, Room: 13G-323 | [5 empty] | -1 | 2011-11-08 00:54 |  | Qi, Zhong |  | 0 | 0 | 0 | 2010-10-28 |  | Active | [16 empty] | 0
7853 | 13 - PANEL RECEP - 1272RP35 |  |  | 1272RP35 | 1272RP35 | Receptacle Panel | Electrical Equipment | Receptacle Panel | RP35 |  | Bethesda | 13 |  |  | Floor , Room: Hallway | [5 empty] | 0 | 2011-11-08 00:54 | 2014-12-18 | Qi, Zhong | Qi, Zhong | 0 | 0 | 0 | 2010-10-28 |  | Deactivated | [16 empty] | 0
7854 | 13 - PANEL RECEP - 1272RP36 |  |  | 1272RP36 | 1272RP36 | Receptacle Panel | Electrical Equipment | Receptacle Panel | RP36 |  | Bethesda | 13 |  |  | Floor G, Room: G-902 | [5 empty] | -1 | 2011-11-08 00:54 |  | Qi, Zhong |  | 0 | 0 | 0 | 2010-10-28 |  | Active | [16 empty] | 0
7855 | 13 - PANEL RECEP - 1272RP38 |  |  | 1272RP38 | 1272RP38 | Receptacle Panel | Electrical Equipment | Receptacle Panel | RP38 |  | Bethesda | 13 |  |  | Floor G, Room: Hallway | [5 empty] | -1 | 2011-11-08 00:54 |  | Qi, Zhong |  | 0 | 0 | 0 | 2010-10-28 |  | Active | [16 empty] | 0
7856 | 13 - PANEL RECEP - 1272RP40 |  |  | 1272RP40 | 1272RP40 | Receptacle Panel | Electrical Equipment | Receptacle Panel | RP40 |  | Bethesda | 13 |  |  | Floor G, Room: G-902 | [5 empty] | -1 | 2011-11-08 00:54 |  | Qi, Zhong |  | 0 | 0 | 0 | 2010-10-28 |  | Active | [16 empty] | 0
7857 | 13 - PANEL RECEP - 1272RP41 |  |  | 1272RP41 | 1272RP41 | Receptacle Panel | Electrical Equipment | Receptacle Panel | RP41 |  | Bethesda | 13 |  |  | Floor G, Room: G-902 | [5 empty] | -1 | 2011-11-08 00:54 |  | Qi, Zhong |  | 0 | 0 | 0 | 2010-10-28 |  | Active | [16 empty] | 0
7858 | 13 - PANEL RECEP - 1272RP42 |  |  | 1272RP42 | 1272RP42 | Receptacle Panel | Electrical Equipment | Receptacle Panel | RP42 |  | Bethesda | 13 |  |  | Floor G, Room: G-902 | [5 empty] | -1 | 2011-11-08 00:54 |  | Qi, Zhong |  | 0 | 0 | 0 | 2010-10-28 |  | Active | [16 empty] | 0
7859 | 13 - PANEL RECEP - 1272RP43 |  |  | 1272RP43 | 1272RP43 | Receptacle Panel | Electrical Equipment | Receptacle Panel | RP43 |  | Bethesda | 13 |  |  | Floor G, Room: Sub Basement | [5 empty] | -1 | 2011-11-08 00:54 |  | Qi, Zhong |  | 0 | 0 | 0 | 2010-10-28 |  | Active | [16 empty] | 0
7860 | 13 - PANEL RECEP - 1272RP46 |  |  | 1272RP46 | 1272RP46 | Receptacle Panel | Electrical Equipment | Receptacle Panel | RP46 |  | Bethesda | 13 |  |  | Floor G, Room: G-902 | [5 empty] | -1 | 2011-11-08 00:54 |  | Qi, Zhong |  | 0 | 0 | 0 | 2010-10-28 |  | Active | [16 empty] | 0
7861 | 13 - PANEL RECEP - 1272RP47 |  |  | 1272RP47 | 1272RP47 | Receptacle Panel | Electrical Equipment | Receptacle Panel | RP47 |  | Bethesda | 13 |  |  | Floor 3rd, Room: 3N-18E | [5 empty] | -1 | 2011-11-08 00:54 |  | Qi, Zhong |  | 0 | 0 | 0 | 2010-10-28 |  | Active | [16 empty] | 0
7862 | 13 - PANEL RECEP - 1272RP48 |  |  | 1272RP48 | 1272RP48 | Receptacle Panel | Electrical Equipment | Receptacle Panel | RP48 |  | Bethesda | 13 |  |  | Floor 3rd, Room: 3N-18E | [5 empty] | -1 | 2011-11-08 00:54 |  | Qi, Zhong |  | 0 | 0 | 0 | 2010-10-28 |  | Active | [16 empty] | 0
7863 | 13 - PANEL RECEP - 1272RP49 |  |  | 1272RP49 | 1272RP49 | Receptacle Panel | Electrical Equipment | Receptacle Panel | RP49 |  | Bethesda | 13 |  |  | Floor 3rd, Room: 3N-18E | [5 empty] | -1 | 2011-11-08 00:54 |  | Qi, Zhong |  | 0 | 0 | 0 | 2010-10-28 |  | Active | [16 empty] | 0
7864 | 13 - PANEL RECEP - 1272RP50 |  |  | 1272RP50 | 1272RP50 | Receptacle Panel | Electrical Equipment | Receptacle Panel | RP50 |  | Bethesda | 13 |  |  | Floor 3rd, Room: 3W-06 | [5 empty] | 0 | 2011-11-08 00:54 | 2014-12-18 | Qi, Zhong | Qi, Zhong | 0 | 0 | 0 | 2010-10-28 |  | Deactivated | [16 empty] | 0
7865 | 13 - PANEL RECEP - 8496RP1 |  |  | 8496RP1 | 8496RP1 | Receptacle Panel | Electrical Equipment | Receptacle Panel | RP1 |  | Bethesda | 13 |  |  | Floor P, Room: S. Penthouse | [5 empty] | -1 | 2011-11-08 00:54 |  | Qi, Zhong |  | 0 | 0 | 0 | 2010-10-28 |  | Active | [16 empty] | 0
7866 | 13 - PANEL RECEP - 8496RP2 |  |  | 8496RP2 | 8496RP2 | Receptacle Panel | Electrical Equipment | Receptacle Panel | RP2 |  | Bethesda | 13 |  |  | Floor P, Room: S. Penthouse | [5 empty] | -1 | 2011-11-08 00:54 |  | Qi, Zhong |  | 0 | 0 | 0 | 2010-10-28 |  | Active | [16 empty] | 0
7867 | 13 - PANEL RECEP - 8496RP6 |  |  | 8496RP6 | 8496RP6 | Receptacle Panel | Electrical Equipment | Receptacle Panel | RP6 |  | Bethesda | 13 |  |  | Floor 3rd, Room: Front of 3W-46 | [5 empty] | -1 | 2011-11-08 00:54 |  | Qi, Zhong |  | 0 | 0 | 0 | 2010-10-28 |  | Active | [16 empty] | 0
7868 | 13 - PANEL RECEP - 8496RP7 |  |  | 8496RP7 | 8496RP7 | Receptacle Panel | Electrical Equipment | Receptacle Panel | RP7 |  | Bethesda | 13 |  |  | Floor 3rd, Room: Front of 3W-46 | [5 empty] | -1 | 2011-11-08 00:54 |  | Qi, Zhong |  | 0 | 0 | 0 | 2010-10-28 |  | Active | [16 empty] | 0
7869 | 13 - PANEL RECEP - 8496RP8 |  |  | 8496RP8 | 8496RP8 | Receptacle Panel | Electrical Equipment | Receptacle Panel | RP8 |  | Bethesda | 13 |  |  | Floor 3rd, Room: 3W-67 | [5 empty] | 0 | 2011-11-08 00:54 | 2014-12-18 | Qi, Zhong | Qi, Zhong | 0 | 0 | 0 | 2010-10-28 |  | Deactivated | [16 empty] | 0
7870 | 13 - PANEL RECEP - 8496RP9 |  |  | 8496RP9 | 8496RP9 | Receptacle Panel | Electrical Equipment | Receptacle Panel | RP9 |  | Bethesda | 13 |  |  | Floor 3rd, Room: 3W-67 | [5 empty] | -1 | 2011-11-08 00:54 |  | Qi, Zhong |  | 0 | 0 | 0 | 2010-10-28 |  | Active | [16 empty] | 0
7871 | 13 - PANEL RECEP - 8496RP10 |  |  | 8496RP10 | 8496RP10 | Receptacle Panel | Electrical Equipment | Receptacle Panel | RP10 |  | Bethesda | 13 |  |  | Floor 3rd, Room: 3W-67 | [5 empty] | -1 | 2011-11-08 00:54 |  | Qi, Zhong |  | 0 | 0 | 0 | 2010-10-28 |  | Active | [16 empty] | 0
7872 | 13 - PANEL RECEP - 8496RP11 |  |  | 8496RP11 | 8496RP11 | Receptacle Panel | Electrical Equipment | Receptacle Panel | RP11 |  | Bethesda | 13 |  |  | Floor 3rd, Room: Next to 3W-51 | [5 empty] | -1 | 2011-11-08 00:54 |  | Qi, Zhong |  | 0 | 0 | 0 | 2010-10-28 |  | Active | [16 empty] | 0
7873 | 13 - PANEL RECEP - 8496RP12 |  |  | 8496RP12 | 8496RP12 | Receptacle Panel | Electrical Equipment | Receptacle Panel | RP12 |  | Bethesda | 13 |  |  | Floor 3rd, Room: Next to 3W-51 | [5 empty] | -1 | 2011-11-08 00:54 |  | Qi, Zhong |  | 0 | 0 | 0 | 2010-10-28 |  | Active | [16 empty] | 0
7874 | 13 - PANEL RECEP - 8496RP13 |  |  | 8496RP13 | 8496RP13 | Receptacle Panel | Electrical Equipment | Receptacle Panel | RP13 |  | Bethesda | 13 |  |  | Floor 3rd, Room: Front of 3W-46 | [5 empty] | -1 | 2011-11-08 00:54 |  | Qi, Zhong |  | 0 | 0 | 0 | 2010-10-28 |  | Active | [16 empty] | 0
7875 | 13 - PANEL RECEP - 8496RP15 |  |  | 8496RP15 | 8496RP15 | Receptacle Panel | Electrical Equipment | Receptacle Panel | RP15 |  | Bethesda | 13 |  |  | Floor 2nd, Room: 282 | [5 empty] | -1 | 2011-11-08 00:54 |  | Qi, Zhong |  | 0 | 0 | 0 | 2010-10-28 |  | Active | [16 empty] | 0
7876 | 13 - PANEL RECEP - 8496RP16 |  |  | 8496RP16 | 8496RP16 | Receptacle Panel | Electrical Equipment | Receptacle Panel | RP16 |  | Bethesda | 13 |  |  | Floor 2nd, Room: 282 | [5 empty] | -1 | 2011-11-08 00:54 |  | Qi, Zhong |  | 0 | 0 | 0 | 2010-10-28 |  | Active | [16 empty] | 0
7877 | 13 - PANEL RECEP - 8496RP17 |  |  | 8496RP17 | 8496RP17 | Receptacle Panel | Electrical Equipment | Receptacle Panel | RP17 |  | Bethesda | 13 |  |  | Floor 2nd, Room: 282 | [5 empty] | -1 | 2011-11-08 00:54 |  | Qi, Zhong |  | 0 | 0 | 0 | 2010-10-28 |  | Active | [16 empty] | 0
7878 | 13 - PANEL RECEP - 8496RP18 |  |  | 8496RP18 | 8496RP18 | Receptacle Panel | Electrical Equipment | Receptacle Panel | RP18 |  | Bethesda | 13 |  |  | Floor 2nd, Room: 282 | [5 empty] | -1 | 2011-11-08 00:54 |  | Qi, Zhong |  | 0 | 0 | 0 | 2010-10-28 |  | Active | [16 empty] | 0
7879 | 13 - PANEL RECEP - 8496RP19 |  |  | 8496RP19 | 8496RP19 | Receptacle Panel | Electrical Equipment | Receptacle Panel | RP19 |  | Bethesda | 13 |  |  | Floor 2nd, Room: 282 | [5 empty] | -1 | 2011-11-08 00:54 |  | Qi, Zhong |  | 0 | 0 | 0 | 2010-10-28 |  | Active | [16 empty] | 0
7880 | 13 - PANEL RECEP - 8496RP20 |  |  | 8496RP20 | 8496RP20 | Receptacle Panel | Electrical Equipment | Receptacle Panel | RP20 |  | Bethesda | 13 |  |  | Floor 2nd, Room: 282 | [5 empty] | -1 | 2011-11-08 00:54 |  | Qi, Zhong |  | 0 | 0 | 0 | 2010-10-28 |  | Active | [16 empty] | 0
7881 | 13 - PANEL RECEP - 8496RP25 |  |  | 8496RP25 | 8496RP25 | Receptacle Panel | Electrical Equipment | Receptacle Panel | RP25 |  | Bethesda | 13 |  |  | Floor 1st, Room: 1W-77C | [5 empty] | 0 | 2011-11-08 00:54 | 2014-12-18 | Qi, Zhong | Qi, Zhong | 0 | 0 | 0 | 2010-10-28 |  | Deactivated | [16 empty] | 0
7882 | 13 - PANEL RECEP - 8496RP26 |  |  | 8496RP26 | 8496RP26 | Receptacle Panel | Electrical Equipment | Receptacle Panel | RP26 |  | Bethesda | 13 |  |  | Floor 1st, Room: Maint. Shop | [5 empty] | 0 | 2011-11-08 00:54 | 2014-12-18 | Qi, Zhong | Qi, Zhong | 0 | 0 | 0 | 2010-10-28 |  | Deactivated | [16 empty] | 0
7883 | 13 - PANEL RECEP - 8496RP27 |  |  | 8496RP27 | 8496RP27 | Receptacle Panel | Electrical Equipment | Receptacle Panel | RP27 |  | Bethesda | 13 |  |  | Floor 1st, Room: Maint. Shop | [5 empty] | 0 | 2011-11-08 00:54 | 2014-12-18 | Qi, Zhong | Qi, Zhong | 0 | 0 | 0 | 2010-10-28 |  | Deactivated | [16 empty] | 0
7884 | 13 - PANEL RECEP - 8496RP29 |  |  | 8496RP29 | 8496RP29 | Receptacle Panel | Electrical Equipment | Receptacle Panel | RP29 |  | Bethesda | 13 |  |  | Floor 1st, Room: Maint. Shop | [5 empty] | 0 | 2011-11-08 00:54 | 2014-12-18 | Qi, Zhong | Qi, Zhong | 0 | 0 | 0 | 2010-10-28 |  | Deactivated | [16 empty] | 0
7885 | 13 - PANEL RECEP - 8496RP30 |  |  | 8496RP30 | 8496RP30 | Receptacle Panel | Electrical Equipment | Receptacle Panel | RP30 |  | Bethesda | 13 |  |  | Floor 1st, Room: Maint. Shop | [5 empty] | 0 | 2011-11-08 00:54 | 2014-12-18 | Qi, Zhong | Qi, Zhong | 0 | 0 | 0 | 2010-10-28 |  | Deactivated | [16 empty] | 0
7886 | 13 - PANEL RECEP - 8496RP33 |  |  | 8496RP33 | 8496RP33 | Receptacle Panel | Electrical Equipment | Receptacle Panel | RP33 |  | Bethesda | 13 |  |  | Floor 1st, Room: 1W-83 | [5 empty] | 0 | 2011-11-08 00:54 | 2014-12-18 | Qi, Zhong | Qi, Zhong | 0 | 0 | 0 | 2010-10-28 |  | Deactivated | [16 empty] | 0
7887 | 13 - PANEL RECEP - 8496RP38 |  |  | 8496RP38 | 8496RP38 | Receptacle Panel | Electrical Equipment | Receptacle Panel | RP38 |  | Bethesda | 13 |  |  | Floor G, Room: Locker Room | [5 empty] | -1 | 2011-11-08 00:54 |  | Qi, Zhong |  | 0 | 0 | 0 | 2010-10-28 |  | Active | [16 empty] | 0
7888 | 13 - PANEL RECEP - 8496RP39 |  |  | 8496RP39 | 8496RP39 | Receptacle Panel | Electrical Equipment | Receptacle Panel | RP39 |  | Bethesda | 13 |  |  | Floor G, Room: B1W-72 | [5 empty] | -1 | 2011-11-08 00:54 |  | Qi, Zhong |  | 0 | 0 | 0 | 2010-10-28 |  | Active | [16 empty] | 0
7889 | 13 - PANEL RECEP - 8496RP40 |  |  | 8496RP40 | 8496RP40 | Receptacle Panel | Electrical Equipment | Receptacle Panel | RP40 |  | Bethesda | 13 |  |  | Floor G, Room: G-356 | [5 empty] | -1 | 2011-11-08 00:54 |  | Qi, Zhong |  | 0 | 0 | 0 | 2010-10-28 |  | Active | [16 empty] | 0
7890 | 13 - PANEL RECEP - 8496RP42 |  |  | 8496RP42 | 8496RP42 | Receptacle Panel | Electrical Equipment | Receptacle Panel | RP42 |  | Bethesda | 13 |  |  | Floor G, Room: G-348 | [5 empty] | -1 | 2011-11-08 00:54 |  | Qi, Zhong |  | 0 | 0 | 0 | 2010-10-28 |  | Active | [16 empty] | 0
7891 | 13 - PANEL RECEP - 8496RP43 |  |  | 8496RP43 | 8496RP43 | Receptacle Panel | Electrical Equipment | Receptacle Panel | RP43 |  | Bethesda | 13 |  |  | Floor G, Room: | [5 empty] | -1 | 2011-11-08 00:54 |  | Qi, Zhong |  | 0 | 0 | 0 | 2010-10-28 |  | Active | [16 empty] | 0
7892 | 13 - PANEL RECEP - 8496RP44 |  |  | 8496RP44 | 8496RP44 | Receptacle Panel | Electrical Equipment | Receptacle Panel | RP44 |  | Bethesda | 13 |  |  | Floor G, Room: 13-1S18K | [5 empty] | -1 | 2011-11-08 00:54 |  | Qi, Zhong |  | 0 | 0 | 0 | 2010-10-28 |  | Active | [16 empty] | 0
7893 | 13 - PANEL RECEP - 8496RP45 |  |  | 8496RP45 | 8496RP45 | Receptacle Panel | Electrical Equipment | Receptacle Panel | RP45 |  | Bethesda | 13 |  |  | Floor G, Room: 13-1S18K | [5 empty] | -1 | 2011-11-08 00:54 |  | Qi, Zhong |  | 0 | 0 | 0 | 2010-10-28 |  | Active | [16 empty] | 0
7894 | 13 - PANEL RECEP - 8496RP46 |  |  | 8496RP46 | 8496RP46 | Receptacle Panel | Electrical Equipment | Receptacle Panel | RP46 |  | Bethesda | 13 |  |  | Floor G, Room: 13-1S18K | [5 empty] | -1 | 2011-11-08 00:54 |  | Qi, Zhong |  | 0 | 0 | 0 | 2010-10-28 |  | Active | [16 empty] | 0
7895 | 13 - PANEL RECEP - 8496RP47 |  |  | 8496RP47 | 8496RP47 | Receptacle Panel | Electrical Equipment | Receptacle Panel | RP47 |  | Bethesda | 13 |  |  | Floor G, Room: 13-1S18K | [5 empty] | 0 | 2011-11-08 00:54 | 2014-12-18 | Qi, Zhong | Qi, Zhong | 0 | 0 | 0 | 2010-10-28 |  | Deactivated | [16 empty] | 0
7896 | 13 - PANEL RECEP - 8496RP48 |  |  | 8496RP48 | 8496RP48 | Receptacle Panel | Electrical Equipment | Receptacle Panel | RP48 |  | Bethesda | 13 |  |  | Floor 1st, Room: 1-E-81 | [5 empty] | 0 | 2011-11-08 00:54 | 2014-12-18 | Qi, Zhong | Qi, Zhong | 0 | 0 | 0 | 2010-10-28 |  | Deactivated | [16 empty] | 0
7897 | 13 - PANEL RECEP - 8496RP49 |  |  | 8496RP49 | 8496RP49 | Receptacle Panel | Electrical Equipment | Receptacle Panel | RP49 |  | Bethesda | 13 |  |  | Floor 3rd, Room: Front of 3W-46 | [5 empty] | -1 | 2011-11-08 00:54 |  | Qi, Zhong |  | 0 | 0 | 0 | 2010-10-28 |  | Active | [16 empty] | 0
7898 | 13 - PANEL RECEP - 8496RP50 |  |  | 8496RP50 | 8496RP50 | Receptacle Panel | Electrical Equipment | Receptacle Panel | RP50 |  | Bethesda | 13 |  |  | Floor 3rd, Room: 3W-67 | [5 empty] | -1 | 2011-11-08 00:54 |  | Qi, Zhong |  | 0 | 0 | 0 | 2010-10-28 |  | Active | [16 empty] | 0
7899 | 13 - PANEL RECEP - 8496RP52 |  |  | 8496RP52 | 8496RP52 | Receptacle Panel | Electrical Equipment | Receptacle Panel | RP52 |  | Bethesda | 13 |  |  | Floor 1st, Room: 13-E-81 | [5 empty] | -1 | 2011-11-08 00:54 |  | Qi, Zhong |  | 0 | 0 | 0 | 2010-10-28 |  | Active | [16 empty] | 0
7900 | 13 - PANEL RECEP - 8496RP54 |  |  | 8496RP54 | 8496RP54 | Receptacle Panel | Electrical Equipment | Receptacle Panel | RP54 |  | Bethesda | 13 |  |  | Floor 3rd, Room: 3W-60 | [5 empty] | -1 | 2011-11-08 00:54 |  | Qi, Zhong |  | 0 | 0 | 0 | 2010-10-28 |  | Active | [16 empty] | 0
7901 | 13 - PROT NETWORK - 1272NP1 |  |  | 1272NP1 | 1272NP1 | Network Protector | Electrical Equipment | Network Protector | NP1 | Decommissioned via WO# 1209638 Decommissioned via WO# 1372419 | Bethesda | 13 |  |  | Floor , Room: Outside Pit | [5 empty] | 0 | 2011-11-08 00:54 | 2011-11-21 | Qi, Zhong | Qi, Zhong | 0 | 0 | 0 | 2010-10-28 |  | Deactivated | [16 empty] | 0
7902 | 13 - PROT NETWORK - 1272NP2 |  |  | 1272NP2 | 1272NP2 | Network Protector | Electrical Equipment | Network Protector | NP2 | Decommissioned via WO# 1209639 Decommissioned via WO# 1372420 | Bethesda | 13 |  |  | Floor , Room: Outside Pit | [5 empty] | 0 | 2011-11-08 00:54 | 2011-11-21 | Qi, Zhong | Qi, Zhong | 0 | 0 | 0 | 2010-10-28 |  | Deactivated | [16 empty] | 0
7903 | 13 - PROT NETWORK - 8496NP1 |  |  | 8496NP1 | 8496NP1 | Network Protector | Electrical Equipment | Network Protector | NP1 | Decommissioned via WO# 1209640 Decommissioned via WO# 1372421 | Bethesda | 13 |  |  | Floor , Room: Outside Pit | [5 empty] | 0 | 2011-11-08 00:54 | 2011-11-21 | Qi, Zhong | Qi, Zhong | 0 | 0 | 0 | 2010-10-28 |  | Deactivated | [16 empty] | 0
7904 | 13 - PROT NETWORK - 8496NP2 |  |  | 8496NP2 | 8496NP2 | Network Protector | Electrical Equipment | Network Protector | NP2 | Decommissioned via WO# 1372422 | Bethesda | 13 |  |  | Floor , Room: Outside Pit | [5 empty] | 0 | 2011-11-08 00:54 | 2011-11-21 | Qi, Zhong | Qi, Zhong | 0 | 0 | 0 | 2010-10-28 |  | Deactivated | [16 empty] | 0
7905 | 13 - PANEL DIST - 1272DP5 |  |  | 1272DP5 | 1272DP5 | Distribution Panel | Electrical Equipment | Distribution Panel | DP5 |  | Bethesda | 13 |  |  | Floor 1st, Room: Maint. Shop | [5 empty] | 0 | 2011-11-08 00:54 | 2014-12-18 | Qi, Zhong | Qi, Zhong | 0 | 0 | 0 | 2010-10-28 |  | Deactivated | [16 empty] | 0
7906 | 13 - PANEL DIST - 8496DP6 |  |  | 8496DP6 | 8496DP6 | Distribution Panel | Electrical Equipment | Distribution Panel | DP6 |  | Bethesda | 13 |  |  | Floor 1st, Room: 13-813 | [5 empty] | -1 | 2011-11-08 00:54 |  | Qi, Zhong |  | 0 | 0 | 0 | 2010-10-28 |  | Active | [16 empty] | 0
7907 | 13 - PANEL DIST - 8496DP8 |  |  | 8496DP8 | 8496DP8 | Distribution Panel | Electrical Equipment | Distribution Panel | DP8 |  | Bethesda | 13 |  |  | Floor G, Room: B1W-72 | [5 empty] | -1 | 2011-11-08 00:54 |  | Qi, Zhong |  | 0 | 0 | 0 | 2010-10-28 |  | Active | [16 empty] | 0
7908 | 13 - PANEL EM LT - 8496ELP1 |  |  | 8496ELP1 | 8496ELP1 | Emergency Lighting Panel | Electrical Equipment | Emergency Lighting Panel | ELP1 |  | Bethesda | 13 |  |  | Floor 1st, Room: 13-813 | [5 empty] | 0 | 2011-11-08 00:54 | 2014-12-18 | Qi, Zhong | Qi, Zhong | 0 | 0 | 0 | 2010-10-28 |  | Deactivated | [16 empty] | 0
7909 | 13 - PANEL LT - 8496LP1 |  |  | 8496LP1 | 8496LP1 | Lighting Panel | Electrical Equipment | Lighting Panel | LP1 |  | Bethesda | 13 |  |  | Floor 1st, Room: 13-813 | [5 empty] | 0 | 2011-11-08 00:54 | 2014-12-18 | Qi, Zhong | Qi, Zhong | 0 | 0 | 0 | 2010-10-28 |  | Deactivated | [16 empty] | 0
7910 | 13 - PANEL RECEP - 1272RP27 |  |  | 1272RP27 | 1272RP27 | Receptacle Panel | Electrical Equipment | Receptacle Panel | RP27 |  | Bethesda | 13 |  |  | Floor G, Room: Warehouse | [5 empty] | -1 | 2011-11-08 00:54 |  | Qi, Zhong |  | 0 | 0 | 0 | 2010-10-28 |  | Active | [16 empty] | 0
7911 | 13 - PANEL RECEP - 1272RP31 |  |  | 1272RP31 | 1272RP31 | Receptacle Panel | Electrical Equipment | Receptacle Panel | RP31 |  | Bethesda | 13 |  |  | Floor G, Room: Warehouse | [5 empty] | -1 | 2011-11-08 00:54 |  | Qi, Zhong |  | 0 | 0 | 0 | 2010-10-28 |  | Active | [16 empty] | 0
7912 | 13 - PANEL RECEP - 1272RP37 |  |  | 1272RP37 | 1272RP37 | Receptacle Panel | Electrical Equipment | Receptacle Panel | RP37 |  | Bethesda | 13 |  |  | Floor G, Room: Warehouse | [5 empty] | -1 | 2011-11-08 00:54 |  | Qi, Zhong |  | 0 | 0 | 0 | 2010-10-28 |  | Active | [16 empty] | 0
7913 | 13 - PANEL RECEP - 1272RP39 |  |  | 1272RP39 | 1272RP39 | Receptacle Panel | Electrical Equipment | Receptacle Panel | RP39 |  | Bethesda | 13 |  |  | Floor G, Room: Warehouse | [5 empty] | -1 | 2011-11-08 00:54 |  | Qi, Zhong |  | 0 | 0 | 0 | 2010-10-28 |  | Active | [16 empty] | 0
7914 | 13 - PANEL RECEP - 8496RP31 |  |  | 8496RP31 | 8496RP31 | Receptacle Panel | Electrical Equipment | Receptacle Panel | RP31 |  | Bethesda | 13 |  |  | Floor 1st, Room: 1767 | [5 empty] | 0 | 2011-11-08 00:54 | 2014-12-18 | Qi, Zhong | Qi, Zhong | 0 | 0 | 0 | 2010-10-28 |  | Deactivated | [16 empty] | 0
7915 | 13 - PANEL RECEP - 8496RP34 |  |  | 8496RP34 | 8496RP34 | Receptacle Panel | Electrical Equipment | Receptacle Panel | RP34 |  | Bethesda | 13 |  |  | Floor G, Room: G363 | [5 empty] | -1 | 2011-11-08 00:54 |  | Qi, Zhong |  | 0 | 0 | 0 | 2010-10-28 |  | Active | [16 empty] | 0
7916 | 13 - PANEL RECEP - 8496RP24 |  |  | 8496RP24 | 8496RP24 | Receptacle Panel | Electrical Equipment | Receptacle Panel | RP24 | Decommissioned via WO# 1372523 | Bethesda | 13 |  |  | Floor 2nd, Room: 2W-48 | [5 empty] | 0 | 2011-11-08 00:54 | 2011-11-21 | Qi, Zhong | Qi, Zhong | 0 | 0 | 0 | 2010-10-28 |  | Deactivated | [16 empty] | 0
7917 | 13 - PANEL RECEP - 8496RP32 |  |  | 8496RP32 | 8496RP32 | Receptacle Panel | Electrical Equipment | Receptacle Panel | RP32 |  | Bethesda | 13 |  |  | Floor 1st, Room: 1771 | [5 empty] | 0 | 2011-11-08 00:54 | 2014-12-18 | Qi, Zhong | Qi, Zhong | 0 | 0 | 0 | 2010-10-28 |  | Deactivated | [16 empty] | 0
7918 | 13 - AUTO TRANS SWITCH - 10937ATS1 |  |  | 10937ATS1 | 10937ATS1 | Automatic Transfer Switch | Electrical Equipment | Automatic Transfer Switch | ATS1 |  | Bethesda | 13 |  |  | Floor G, Room: Sub Basement | [5 empty] | 0 | 2011-11-08 00:54 | 2012-05-22 | Qi, Zhong | Qi, Zhong | 0 | 0 | 0 | 2010-10-28 |  | Deactivated | [16 empty] | 0
7919 | 13 - PANEL EM DIST - 8496EDP1 |  |  | 8496EDP1 | 8496EDP1 | Emergency Distribution Panel | Electrical Equipment | Emergency Distribution Panel | EDP1 |  | Bethesda | 13 |  |  | Floor G, Room: Sub Basement | [5 empty] | -1 | 2011-11-08 00:54 |  | Qi, Zhong |  | 0 | 0 | 0 | 2010-10-28 |  | Active | [16 empty] | 0
7920 | 13 - PANEL RECEP - 8496RP56 |  |  | 8496RP56 | 8496RP56 | Receptacle Panel | Electrical Equipment | Receptacle Panel | RP56 |  | Bethesda | 13 |  |  | Floor 3rd, Room: 3W-71 | [5 empty] | -1 | 2011-11-08 00:54 |  | Qi, Zhong |  | 0 | 0 | 0 | 2010-10-28 |  | Active | [16 empty] | 0
7921 | 13 - PANEL RECEP - 8496RP57 |  |  | 8496RP57 | 8496RP57 | Receptacle Panel | Electrical Equipment | Receptacle Panel | RP57 |  | Bethesda | 13 |  |  | Floor 3rd, Room: 3W-71 | [5 empty] | -1 | 2011-11-08 00:54 |  | Qi, Zhong |  | 0 | 0 | 0 | 2010-10-28 |  | Active | [16 empty] | 0
7922 | 13 - PANEL RECEP - 1272RP60 |  |  | 1272RP60 | 1272RP60 | Receptacle Panel | Electrical Equipment | Receptacle Panel | RP60 |  | Bethesda | 13 |  |  | Floor G, Room: G-903 | [5 empty] | -1 | 2011-11-08 00:54 |  | Qi, Zhong |  | 0 | 0 | 0 | 2010-10-28 |  | Active | [16 empty] | 0
7923 | 13 - SWBD - 1272SWBD1 |  |  | 1272SWBD1 | 1272SWBD1 | Switch Board | Electrical Equipment | Switch Board | SWBD1 | Decommissioned via WO# 1209654 Decommissioned via WO# 1372553 | Bethesda | 13 |  |  | Floor G, Room: G-323 | [5 empty] | 0 | 2011-11-08 00:54 | 2011-11-21 | Qi, Zhong | Qi, Zhong | 0 | 0 | 0 | 2010-10-28 |  | Deactivated | [16 empty] | 0
7924 | 13 - SWBD - 8496SWBD1 |  |  | 8496SWBD1 | 8496SWBD1 | Switch Board | Electrical Equipment | Switch Board | SWBD1 | Decommissioned via WO# 1209655 Decommissioned via WO# 1372554 | Bethesda | 13 |  |  | Floor G, Room: B1W-72 | [5 empty] | 0 | 2011-11-08 00:54 | 2011-11-21 | Qi, Zhong | Qi, Zhong | 0 | 0 | 0 | 2010-10-28 |  | Deactivated | [16 empty] | 0
8027 | 13 - PANEL DIST - 1272DP1 |  |  | 1272DP1 | 1272DP1 | Distribution Panel | Electrical Equipment | Distribution Panel | DP1 |  | Bethesda | 13 |  |  | Floor 3rd, Room: 3W-21 | [5 empty] | -1 | 2011-11-08 00:54 |  | Qi, Zhong |  | 0 | 0 | 0 | 2010-10-28 |  | Active | [16 empty] | 0
8028 | 13 - PANEL DIST - 1272DP2 |  |  | 1272DP2 | 1272DP2 | Distribution Panel | Electrical Equipment | Distribution Panel | DP2 |  | Bethesda | 13 |  |  | Floor 3rd, Room: NE Penthouse | [5 empty] | 0 | 2011-11-08 00:54 | 2014-12-18 | Qi, Zhong | Qi, Zhong | 0 | 0 | 0 | 2010-10-28 |  | Deactivated | [16 empty] | 0
8029 | 13 - PANEL DIST - 1272DP3 |  |  | 1272DP3 | 1272DP3 | Distribution Panel | Electrical Equipment | Distribution Panel | DP3 |  | Bethesda | 13 |  |  | Floor 2nd, Room: 231 | [5 empty] | -1 | 2011-11-08 00:54 |  | Qi, Zhong |  | 0 | 0 | 0 | 2010-10-28 |  | Active | [16 empty] | 0
8030 | 13 - PANEL DIST - 1272DP4 |  |  | 1272DP4 | 1272DP4 | Distribution Panel | Electrical Equipment | Distribution Panel | DP4 |  | Bethesda | 13 |  |  | Floor 2nd, Room: 231 | [5 empty] | -1 | 2011-11-08 00:54 |  | Qi, Zhong |  | 0 | 0 | 0 | 2010-10-28 |  | Active | [16 empty] | 0
8031 | 13 - PANEL DIST - 1272DP6 |  |  | 1272DP6 | 1272DP6 | Distribution Panel | Electrical Equipment | Distribution Panel | DP6 |  | Bethesda | 13 |  |  | Floor 1st, Room: Maint. Shop | [5 empty] | -1 | 2011-11-08 00:54 |  | Qi, Zhong |  | 0 | 0 | 0 | 2010-10-28 |  | Active | [16 empty] | 0
8032 | 13 - PANEL DIST - 1272DP7 |  |  | 1272DP7 | 1272DP7 | Distribution Panel | Electrical Equipment | Distribution Panel | DP7 |  | Bethesda | 13 |  |  | Floor G, Room: Warehouse | [5 empty] | 0 | 2011-11-08 00:54 | 2014-12-18 | Qi, Zhong | Qi, Zhong | 0 | 0 | 0 | 2010-10-28 |  | Deactivated | [16 empty] | 0
8033 | 13 - PANEL DIST - 1272DP8 |  |  | 1272DP8 | 1272DP8 | Distribution Panel | Electrical Equipment | Distribution Panel | DP8 |  | Bethesda | 13 |  |  | Floor 3rd, Room: 3W-21 | [5 empty] | -1 | 2011-11-08 00:54 |  | Qi, Zhong |  | 0 | 0 | 0 | 2010-10-28 |  | Active | [16 empty] | 0
8034 | 13 - PANEL DIST - 1272DP10 |  |  | 1272DP10 | 1272DP10 | Distribution Panel | Electrical Equipment | Distribution Panel | DP10 |  | Bethesda | 13 |  |  | Floor G, Room: G-902 | [5 empty] | -1 | 2011-11-08 00:54 |  | Qi, Zhong |  | 0 | 0 | 0 | 2010-10-28 |  | Active | [16 empty] | 0
8035 | 13 - PANEL DIST - 8496DP1 |  |  | 8496DP1 | 8496DP1 | Distribution Panel | Electrical Equipment | Distribution Panel | DP1 |  | Bethesda | 13 |  |  | Floor P, Room: S. Mech. Room | [5 empty] | -1 | 2011-11-08 00:54 |  | Qi, Zhong |  | 0 | 0 | 0 | 2010-10-28 |  | Active | [16 empty] | 0
8036 | 13 - PANEL DIST - 8496DP2 |  |  | 8496DP2 | 8496DP2 | Distribution Panel | Electrical Equipment | Distribution Panel | DP2 |  | Bethesda | 13 |  |  | Floor P, Room: S. Mech. Room | [5 empty] | -1 | 2011-11-08 00:54 |  | Qi, Zhong |  | 0 | 0 | 0 | 2010-10-28 |  | Active | [16 empty] | 0
8037 | 13 - PANEL DIST - 8496DP3 |  |  | 8496DP3 | 8496DP3 | Distribution Panel | Electrical Equipment | Distribution Panel | DP3 |  | Bethesda | 13 |  |  | Floor 3rd, Room: 3K04 | [5 empty] | -1 | 2011-11-08 00:54 |  | Qi, Zhong |  | 0 | 0 | 0 | 2010-10-28 |  | Active | [16 empty] | 0
8038 | 13 - PANEL DIST - 8496DP4 |  |  | 8496DP4 | 8496DP4 | Distribution Panel | Electrical Equipment | Distribution Panel | DP4 |  | Bethesda | 13 |  |  | Floor 2nd, Room: 282 | [5 empty] | -1 | 2011-11-08 00:54 |  | Qi, Zhong |  | 0 | 0 | 0 | 2010-10-28 |  | Active | [16 empty] | 0
10609 | 13 - VAC - 02198 |  |  | 02198 | 02198 | Vacuum | Mechanical System | Function: Central vacuum system | VAC |  | Bethesda | 13 | 4th |  | 4th floor S.PH | VXTD075129FFLSM20 |  |  | Rietschle Thomas, Oil lubricated Rotary Vane Vacuu |  | -1 | 2011-11-08 00:55 | 2013-07-23 | Qi, Zhong | Qi, Zhong | 0 | 0 | 0 |  |  | Active | [16 empty] | 0
10610 | 13 - VAC - 00684 |  |  | 00684 | 00684 | Vacuum | Mechanical System | Function: Supplies vacuum for 1st & 3rd floor area | VAC | Removed via WO# 1547734. Reactivated. | Bethesda | 13 | North Bsm' |  | North Bsm' MR | RC0101-E5261005 |  |  | Busch R5 Oil lubricated vacuum pumps |  | -1 | 2011-11-08 00:55 | 2013-07-23 | Qi, Zhong | Qi, Zhong | 0 | 0 | 0 |  |  | Active | [16 empty] | 0
10611 | 13 - STM - 04011 |  |  | 04011 | 04011 | Steam | Mechanical System | Function: Reduce steam pressure to south mech room | STM |  | Bethesda | 13 | 1st |  | South Mechanical | [5 empty] | -1 | 2011-11-08 00:55 | 2008-08-10 | Qi, Zhong | Qi, Zhong | 0 | 0 | 0 |  |  | Active | [16 empty] | 0
10612 | 13 - STM - 02201 |  |  | 02201 | 02201 | Steam | Mechanical System | Function: Reduce main steam pressure as needed | STM |  | Bethesda | 13 | S. Penthou |  | Mechanical | [5 empty] | -1 | 2011-11-08 00:55 | 2008-08-10 | Qi, Zhong | Qi, Zhong | 0 | 0 | 0 |  |  | Active | [16 empty] | 0
10613 | 13 - STM - 02192 |  |  | 02192 | 02192 | Steam | Mechanical System | Function: Reduce main steam pressure to branch lin | STM |  | Bethesda | 13 | North Bsm' |  | Mechanical | [5 empty] | -1 | 2011-11-08 00:55 | 2008-08-10 | Qi, Zhong | Qi, Zhong | 0 | 0 | 0 |  |  | Active | [16 empty] | 0
10614 | 13 - SP - 00743 |  |  | 00743 | 00743 | Sump Pump | Mechanical System | Function: Pumps out water from below sewer level. | SP |  | Bethesda | 13 | South SubB |  | Mech. | [5 empty] | -1 | 2011-11-08 00:55 | 2008-08-10 | Qi, Zhong | Qi, Zhong | 0 | 0 | 0 |  |  | Active | [16 empty] | 0
10615 | 13 - SP - 00742 |  |  | 00742 | 00742 | Sump Pump | Mechanical System | Function: Pumps out water from below sewer level | SP |  | Bethesda | 13 | North Bsm' |  | North Bsm' | [5 empty] | -1 | 2011-11-08 00:55 | 2008-08-10 | Qi, Zhong | Qi, Zhong | 0 | 0 | 0 |  |  | Active | [16 empty] | 0
10616 | 13 - ROLLUP - 09095 |  |  | 09095 | 09095 | Rollup Door | Mechanical System | Function: Access south end of Laundry | ROLLUP |  | Bethesda | 13 | Ground |  | Main Tunnel | [5 empty] | -1 | 2011-11-08 00:55 | 2008-08-10 | Qi, Zhong | Qi, Zhong | 0 | 0 | 0 |  |  | Active | [16 empty] | 0
10617 | 13 - ROLLUP - 09094 |  |  | 09094 | 09094 | Rollup Door | Mechanical System | Function: Shipping & Receiving DES Storage Warehou | ROLLUP |  | Bethesda | 13 | B1 |  | Platform "C" East Side of Bldg. | [5 empty] | -1 | 2011-11-08 00:55 | 2008-08-10 | Qi, Zhong | Qi, Zhong | 0 | 0 | 0 |  |  | Active | [16 empty] | 0
10618 | 13 - ROLLUP - 09074 |  |  | 09074 | 09074 | Rollup Door | Mechanical System | Function: Security for Supply Inventory | ROLLUP |  | Bethesda | 13 | B1 |  | Warehouse Storage Eastside of Bldg. | [5 empty] | -1 | 2011-11-08 00:55 | 2008-08-10 | Qi, Zhong | Qi, Zhong | 0 | 0 | 0 |  |  | Active | [16 empty] | 0
10619 | 13 - ROLLUP - 09064 |  |  | 09064 | 09064 | Rollup Door | Mechanical System | Function: Ship. & Receiv. See Clifton Dorsey@301-4 | ROLLUP |  | Bethesda | 13 | B1 |  | Platform "C" | [5 empty] | -1 | 2011-11-08 00:55 | 2008-08-10 | Qi, Zhong | Qi, Zhong | 0 | 0 | 0 |  |  | Active | [16 empty] | 0
10620 | 13 - ROLLUP - 09061 |  |  | 09061 | 09061 | Rollup Door | Mechanical System | Function: Shipping&Receiving contact H. Smith@496- | ROLLUP |  | Bethesda | 13 | 1st |  | Platform "G" | [5 empty] | -1 | 2011-11-08 00:55 | 2008-08-10 | Qi, Zhong | Qi, Zhong | 0 | 0 | 0 |  |  | Active | [16 empty] | 0
10621 | 13 - ROLLUP - 09033 |  |  | 09033 | 09033 | Rollup Door | Mechanical System | Function: Shipping & Receiving Contact H. Smith@49 | ROLLUP |  | Bethesda | 13 | 1st |  | Platform "G" | [5 empty] | -1 | 2011-11-08 00:55 | 2008-08-10 | Qi, Zhong | Qi, Zhong | 0 | 0 | 0 |  |  | Active | [16 empty] | 0
10622 | 13 - ROLLUP - 08720 |  |  | 08720 | 08720 | Rollup Door | Mechanical System | Function: Access to north side of laundry room | ROLLUP |  | Bethesda | 13 |  |  | Tunnel | [5 empty] | -1 | 2011-11-08 00:55 | 2008-08-10 | Qi, Zhong | Qi, Zhong | 0 | 0 | 0 |  |  | Active | [16 empty] | 0
10623 | 13 - ROLLUP - 08719 |  |  | 08719 | 08719 | Rollup Door | Mechanical System | Function: Shipping & Receiving | ROLLUP |  | Bethesda | 13 | 1st |  | Maintenance Dept Platform "A" | [5 empty] | -1 | 2011-11-08 00:55 | 2008-08-10 | Qi, Zhong | Qi, Zhong | 0 | 0 | 0 |  |  | Active | [16 empty] | 0
10624 | 13 - ROLLUP - 08718 |  |  | 08718 | 08718 | Rollup Door | Mechanical System | Function: Shipping & Receiving | ROLLUP |  | Bethesda | 13 | 1st |  | Platform "A" | [5 empty] | -1 | 2011-11-08 00:55 | 2008-08-10 | Qi, Zhong | Qi, Zhong | 0 | 0 | 0 |  |  | Active | [16 empty] | 0
10625 | 13 - ROLLUP - 08717 |  |  | 08717 | 08717 | Rollup Door | Mechanical System | Function: Storage Security Contact Dawn Wilson | ROLLUP |  | Bethesda | 13 | B1 |  | Platform "B" | [5 empty] | -1 | 2011-11-08 00:55 | 2008-08-10 | Qi, Zhong | Qi, Zhong | 0 | 0 | 0 |  |  | Active | [16 empty] | 0
10626 | 13 - ROLLUP - 08716 |  |  | 08716 | 08716 | Rollup Door | Mechanical System | Function: Shipping & Receiving See Clifton Dorsey@ | ROLLUP |  | Bethesda | 13 | B1 |  | Platform "B" | [5 empty] | -1 | 2011-11-08 00:55 | 2008-08-10 | Qi, Zhong | Qi, Zhong | 0 | 0 | 0 |  |  | Active | [16 empty] | 0
10627 | 13 - ROLLUP - 08715 |  |  | 08715 | 08715 | Rollup Door | Mechanical System | Function: Storage Security See Clifton Dorsey@435- | ROLLUP |  | Bethesda | 13 | B1 |  | Q- Area Paint Room | [5 empty] | -1 | 2011-11-08 00:55 | 2008-08-10 | Qi, Zhong | Qi, Zhong | 0 | 0 | 0 |  |  | Active | [16 empty] | 0
10628 | 13 - ROLLUP - 08714 |  |  | 08714 | 08714 | Rollup Door | Mechanical System | Function: Storage Security See Clifton Dorsey@435- | ROLLUP |  | Bethesda | 13 | B1 |  | Paint Storage | [5 empty] | -1 | 2011-11-08 00:55 | 2008-08-10 | Qi, Zhong | Qi, Zhong | 0 | 0 | 0 |  |  | Active | [16 empty] | 0
10629 | 13 - ROLLUP - 08713 |  |  | 08713 | 08713 | Rollup Door | Mechanical System | Function: Storage RM Security Contact Harry Smith@ | ROLLUP |  | Bethesda | 13 | 1st |  | Platform "D" | [5 empty] | -1 | 2011-11-08 00:55 | 2008-08-10 | Qi, Zhong | Qi, Zhong | 0 | 0 | 0 |  |  | Active | [16 empty] | 0
10630 | 13 - ROLLUP - 08712 |  |  | 08712 | 08712 | Rollup Door | Mechanical System | Function: Transport Mngm't Contact Harry Smith @4 | ROLLUP |  | Bethesda | 13 | 1st Fl |  | Platform "E" West Side | [5 empty] | -1 | 2011-11-08 00:55 | 2008-08-10 | Qi, Zhong | Qi, Zhong | 0 | 0 | 0 |  |  | Active | [16 empty] | 0
10631 | 13 - ROLLUP - 08711 |  |  | 08711 | 08711 | Rollup Door | Mechanical System | Function: Shipping & Receiving - Contact H. Smith | ROLLUP |  | Bethesda | 13 | 1st Fl |  | Platform "E" | [5 empty] | -1 | 2011-11-08 00:55 | 2008-08-10 | Qi, Zhong | Qi, Zhong | 0 | 0 | 0 |  |  | Active | [16 empty] | 0
10632 | 13 - ROLLUP - 04959 |  |  | 04959 | 04959 | Rollup Door | Mechanical System | Function: Shipping/receiving | ROLLUP |  | Bethesda | 13 | 1st |  | West Side Carpenters Shop | [5 empty] | -1 | 2011-11-08 00:55 | 2008-08-10 | Qi, Zhong | Qi, Zhong | 0 | 0 | 0 |  |  | Active | [16 empty] | 0
10633 | 13 - REHEAT - 09078 |  |  | 09078 | 09078 | Reheat | Mechanical System | Function: Heating water to AHU in Penthouse | REHEAT |  | Bethesda | 13 | S. Penthou |  | South Mechanical | [5 empty] | -1 | 2011-11-08 00:55 | 2008-08-10 | Qi, Zhong | Qi, Zhong | 0 | 0 | 0 |  |  | Active | [16 empty] | 0
10634 | 13 - REHEAT - 09068 |  |  | 09068 | 09068 | Reheat | Mechanical System | Function: Supply heating water to AHU in Rm.G902 | REHEAT |  | Bethesda | 13 | Ground |  | Mechanical | [5 empty] | -1 | 2011-11-08 00:55 | 2008-08-10 | Qi, Zhong | Qi, Zhong | 0 | 0 | 0 |  |  | Active | [16 empty] | 0
10635 | 13 - REHEAT - 09056 |  |  | 09056 | 09056 | Reheat | Mechanical System | Function: Re-heat coil heating water | REHEAT |  | Bethesda | 13 | 4th |  | North Penthouse | [5 empty] | -1 | 2011-11-08 00:55 | 2008-08-10 | Qi, Zhong | Qi, Zhong | 0 | 0 | 0 |  |  | Active | [16 empty] | 0
10636 | 13 - REHEAT - 09035 |  |  | 09035 | 09035 | Reheat | Mechanical System | Function: Heating water | REHEAT |  | Bethesda | 13 | Ground |  | G2413 | [5 empty] | -1 | 2011-11-08 00:55 | 2008-08-10 | Qi, Zhong | Qi, Zhong | 0 | 0 | 0 |  |  | Active | [16 empty] | 0
10637 | 13 - REHEAT - 04010 |  |  | 04010 | 04010 | Reheat | Mechanical System | Function: Supplies heating water | REHEAT |  | Bethesda | 13 | 1st |  | South Mechanical | [5 empty] | -1 | 2011-11-08 00:55 | 2008-08-10 | Qi, Zhong | Qi, Zhong | 0 | 0 | 0 |  |  | Active | [16 empty] | 0
10638 | 13 - HW - 09054 |  |  | 09054 | 09054 | Reheat | Mechanical System | Function: Provides heating water to AHU's | HW |  | Bethesda | 13 | 3rd |  | Northeast Penthouse | [5 empty] | -1 | 2011-11-08 00:55 | 2008-08-10 | Qi, Zhong | Qi, Zhong | 0 | 0 | 0 |  |  | Active | [16 empty] | 0
10639 | 13 - EF10 - 01666 |  |  | 01666 | 01666 | Exhaust Fan | Mechanical System | Function: Exhausts air from grinding shop | EF10 |  | Bethesda | 13 | 3rd |  | Instrument Shop 3W35 | [5 empty] | -1 | 2011-11-08 00:55 | 2008-08-10 | Qi, Zhong | Qi, Zhong | 0 | 0 | 0 |  |  | Active | [16 empty] | 0
10640 | 13 - EF - 03860 |  |  | 03860 | 03860 | Exhaust Fan | Mechanical System | Function: Exhaust Metalizing Spray Hood | EF |  | Bethesda | 13 | 1st |  | Mech Shop Southeast Corner | [5 empty] | 0 | 2011-11-08 00:55 | 2015-07-30 | Qi, Zhong | Qi, Zhong | 0 | 0 | 0 |  |  | Deactivated | [16 empty] | 0
10641 | 13 - EF - 03859 |  |  | 03859 | 03859 | Exhaust Fan | Mechanical System | Function: Exhaust Welding Shop | EF |  | Bethesda | 13 | 1st |  | Storage area/office/near Transportation, only stor | [5 empty] | -1 | 2011-11-08 00:55 | 2015-07-30 | Qi, Zhong | Qi, Zhong | 0 | 0 | 0 |  |  | Active | [16 empty] | 0
10642 | 13 - EF - 01579 |  |  | 01579 | 01579 | Exhaust Fan | Mechanical System | Function: Exhaust air from Sheet Metal Shop | EF |  | Bethesda | 13 | 1st |  | Machine Shop | [5 empty] | 0 | 2011-11-08 00:55 | 2015-07-30 | Qi, Zhong | Qi, Zhong | 0 | 0 | 0 |  |  | Deactivated | [16 empty] | 0
10643 | 13 - DX - 05099 |  |  | 05099 | 05099 | DXSplit | Mechanical System | Function: Heating & cooling of North Elevator Lobb | DX |  | Bethesda | 13 | Penthouse |  | Elevator #5 Tower | [5 empty] | -1 | 2011-11-08 00:55 | 2008-08-10 | Qi, Zhong | Qi, Zhong | 0 | 0 | 0 |  |  | Active | [16 empty] | 0
10644 | 13 - DSTILW - 02868 |  |  | 02868 | 02868 | Distilled Water | Mechanical System | Function: Supplies distiled water ESB, 3rd floor. | DSTILW |  | Bethesda | 13 | S. Penthou |  | Floor: S. Penthou | [5 empty] | -1 | 2011-11-08 00:55 | 2008-08-10 | Qi, Zhong | Qi, Zhong | 0 | 0 | 0 |  |  | Active | [16 empty] | 0
10645 | 13 - DHW - 02203 |  |  | 02203 | 02203 | Domestic Hot Water | Mechanical System | Function: Provide hot water for areas in building | DHW |  | Bethesda | 13 | S. Penthou |  | Mechanical | [5 empty] | -1 | 2011-11-08 00:55 | 2008-08-10 | Qi, Zhong | Qi, Zhong | 0 | 0 | 0 |  |  | Active | [16 empty] | 0
10646 | 13 - CR - 02202 |  |  | 02202 | 02202 | Condensate Return | Mechanical System | Function: Return condensate to main returns | CR |  | Bethesda | 13 | s. Penthou |  | Mechanical | [5 empty] | -1 | 2011-11-08 00:55 | 2008-08-10 | Qi, Zhong | Qi, Zhong | 0 | 0 | 0 |  |  | Active | [16 empty] | 0
10647 | 13 - CR - 00292 |  |  | 00292 | 00292 | Condensate Return | Mechanical System | Function: Return condensate to Power Plant | CR |  | Bethesda | 13 | Ground |  | Store G-325 | [5 empty] | -1 | 2011-11-08 00:55 | 2008-08-10 | Qi, Zhong | Qi, Zhong | 0 | 0 | 0 |  |  | Active | [16 empty] | 0
10648 | 13 - CR - 00288 |  |  | 00288 | 00288 | Condensate Return | Mechanical System | Function: condensate return to Boiler Plant | CR |  | Bethesda | 13 | Sub. Basem |  | North Mechanical | [5 empty] | -1 | 2011-11-08 00:55 | 2008-08-10 | Qi, Zhong | Qi, Zhong | 0 | 0 | 0 |  |  | Active | [16 empty] | 0
10649 | 13 - CHW - 03692 |  |  | 03692 | 03692 | Chilled Water | Mechanical System | Function: Pumps chilled water to penthouse equipme | CHW |  | Bethesda | 13 | 4th |  | South Penthouse | [5 empty] | -1 | 2011-11-08 00:55 | 2008-08-10 | Qi, Zhong | Qi, Zhong | 0 | 0 | 0 |  |  | Active | [16 empty] | 0
10650 | 13 - CHW - 00556 |  |  | 00556 | 00556 | Chilled Water | Mechanical System | Function: Booster chilled water supply, Bldg. 13 | CHW |  | Bethesda | 13 | Subbsm't |  | Mechanical | [5 empty] | -1 | 2011-11-08 00:55 | 2008-08-10 | Qi, Zhong | Qi, Zhong | 0 | 0 | 0 |  |  | Active | [16 empty] | 0
10651 | 13 - CA - 03847 |  |  | 03847 | 03847 | Compressed Air | Mechanical System | Function: Supply air for pneumatic controls | CA |  | Bethesda | 13 | South Bsm' |  | Mechanical | [5 empty] | -1 | 2011-11-08 00:55 | 2008-08-10 | Qi, Zhong | Qi, Zhong | 0 | 0 | 0 |  |  | Active | [16 empty] | 0
10652 | 13 - BDOCK - 08825 |  |  | 08825 | 08825 | Board Dock | Mechanical System | Function: Shipping & Receiving Contaact C. Dorsey@ | BDOCK |  | Bethesda | 13 | B1 |  | Platform "B" | [5 empty] | -1 | 2011-11-08 00:55 | 2008-08-10 | Qi, Zhong | Qi, Zhong | 0 | 0 | 0 |  |  | Active | [16 empty] | 0
10653 | 13 - BDOCK - 08807 |  |  | 08807 | 08807 | Board Dock | Mechanical System | Function: Shipping & Receiving - Contact Harry Smi | BDOCK |  | Bethesda | 13 |  |  | Platform "G" | [5 empty] | -1 | 2011-11-08 00:55 | 2008-08-10 | Qi, Zhong | Qi, Zhong | 0 | 0 | 0 |  |  | Active | [16 empty] | 0
10654 | 13 - BDOCK - 04721 |  |  | 04721 | 04721 | Board Dock | Mechanical System | Function: Loading & Unloading Trucks | BDOCK |  | Bethesda | 13 | 1st |  | Platform "C" | [5 empty] | -1 | 2011-11-08 00:55 | 2008-08-10 | Qi, Zhong | Qi, Zhong | 0 | 0 | 0 |  |  | Active | [16 empty] | 0
10655 | 13 - BDOCK - 03583 |  |  | 03583 | 03583 | Board Dock | Mechanical System | Function: For use in loading and unloading trucks. | BDOCK |  | Bethesda | 13 | 1st |  | Platform "E" | [5 empty] | -1 | 2011-11-08 00:55 | 2008-08-10 | Qi, Zhong | Qi, Zhong | 0 | 0 | 0 |  |  | Active | [16 empty] | 0
10656 | 13 - BDOCK - 00462 |  |  | 00462 | 00462 | Board Dock | Mechanical System | Function: Truck Unloading & Loading | BDOCK |  | Bethesda | 13 | 1st |  | West Side Dock "E" | [5 empty] | -1 | 2011-11-08 00:55 | 2008-08-10 | Qi, Zhong | Qi, Zhong | 0 | 0 | 0 |  |  | Active | [16 empty] | 0
10657 | 13 - AUTOC - 04086 |  |  | 04086 | 04086 | Autoclave | Mechanical System | Function: Sterilizer | AUTOC |  | Bethesda | 13 | 3rd |  | 3W-80 | [5 empty] | -1 | 2011-11-08 00:55 | 2008-08-10 | Qi, Zhong | Qi, Zhong | 0 | 0 | 0 |  |  | Active | [16 empty] | 0
10658 | 13 - AHU - 09066 |  |  | 09066 | 09066 | Air Handling Unit | Mechanical System | Function: Supply heat to general offices | AHU | not for winterization | Bethesda | 13 | 1st |  | Moving Section Rm. 13010-6 | [5 empty] | -1 | 2011-11-08 00:55 | 2008-08-10 | Qi, Zhong | Qi, Zhong | 0 | 0 | 0 |  |  | Active | [16 empty] | 0
10659 | 13 - AHU - 04975 |  |  | 04975 | 04975 | Air Handling Unit | Mechanical System | Function: Cooling & heating system | AHU |  | Bethesda | 13 | 1st |  | Carp. Shop | [5 empty] | -1 | 2011-11-08 00:55 | 2008-08-10 | Qi, Zhong | Qi, Zhong | 0 | 0 | 0 |  |  | Active | [16 empty] | 0
10660 | 13 - AHU - 04974 |  |  | 04974 | 04974 | Air Handling Unit | Mechanical System | Function: Cooling & heating system | AHU | Removed via WO# 1372839 | Bethesda | 13 | 1st |  | Sheet Metal Shop | [5 empty] | 0 | 2011-11-08 00:55 | 2012-01-29 | Qi, Zhong | Qi, Zhong | 0 | 0 | 0 |  |  | Deactivated | [16 empty] | 0
10661 | 13 - AHU - 04973 |  |  | 04973 | 04973 | Air Handling Unit | Mechanical System | Function: Cooling & heating system | AHU | Removed via WO# 1372843 | Bethesda | 13 | 1st |  | Sheet Metal Shop | [5 empty] | 0 | 2011-11-08 00:55 | 2012-01-29 | Qi, Zhong | Qi, Zhong | 0 | 0 | 0 |  |  | Deactivated | [16 empty] | 0
10662 | 13 - AHU - 01682 |  |  | 01682 | 01682 | Air Handling Unit | Mechanical System | Function: Supply conditioned air to shipping & rec | AHU | via WO# 1410896 by Don wheeler | Bethesda | 13 | 1st South |  | Shipping & Receiving Area South End | [5 empty] | 0 | 2011-11-08 00:55 | 2012-03-08 10:38 | Qi, Zhong | Qi, Zhong | 0 | 0 | 0 |  |  | Removed | [16 empty] | 0
11183 | 13 - ELEV-6 - 10877 |  |  | 10877 | 10877 | Elevator | Elevator | Function: Freight | ELEV-6 |  | Bethesda | 13 | Various |  | Floor: Various | [5 empty] | -1 | 2011-11-08 00:55 |  | Qi, Zhong |  | 0 | 0 | 0 | 2007-08-22 |  | Active | [16 empty] | 0
11184 | 13 - ELEV-5 - 10876 |  |  | 10876 | 10876 | Elevator | Elevator | Function: Passenger | ELEV-5 |  | Bethesda | 13 | Various |  | Floor: Various | [5 empty] | -1 | 2011-11-08 00:55 |  | Qi, Zhong |  | 0 | 0 | 0 | 2007-08-22 |  | Active | [16 empty] | 0
11185 | 13 - ELEV-4 - 10875 |  |  | 10875 | 10875 | Elevator | Elevator | Function: Freight | ELEV-4 |  | Bethesda | 13 | Various |  | Floor: Various | [5 empty] | -1 | 2011-11-08 00:55 |  | Qi, Zhong |  | 0 | 0 | 0 | 2007-08-22 |  | Active | [16 empty] | 0
11186 | 13 - ELEV-3 - 10874 |  |  | 10874 | 10874 | Elevator | Elevator | Function: Freight | ELEV-3 |  | Bethesda | 13 | Various |  | Floor: Various | [5 empty] | -1 | 2011-11-08 00:55 |  | Qi, Zhong |  | 0 | 0 | 0 | 2007-08-22 |  | Active | [16 empty] | 0
11187 | 13 - ELEV-2 - 10873 |  |  | 10873 | 10873 | Elevator | Elevator | Function: Freight | ELEV-2 |  | Bethesda | 13 | Various |  | Floor: Various | [5 empty] | -1 | 2011-11-08 00:55 |  | Qi, Zhong |  | 0 | 0 | 0 | 2007-08-22 |  | Active | [16 empty] | 0
11188 | 13 - ELEV-1 - 01203 |  |  | 01203 | 01203 | Elevator | Elevator | Function: Freight | ELEV-1 |  | Bethesda | 13 | Various |  | Floor: Various | [5 empty] | -1 | 2011-11-08 00:55 |  | Qi, Zhong |  | 0 | 0 | 0 | 2007-08-22 |  | Active | [16 empty] | 0
11285 | 13 - WU - 11163 |  |  | 11163 | 11163 | Waterless Urinal | Mechanical System | Waterless Urinal | WU |  | Bethesda | 13 |  |  | various | [5 empty] | -1 | 2011-11-08 00:55 |  | Qi, Zhong |  | 0 | 0 | 0 | 2008-10-03 |  | Active | [16 empty] | 0
11329 | 13 - SF-1 - 03517 |  |  | 03517 | 03517 | Air Handling Unit | Mechanical System | Function: Supply Heating & Cooling | SF-1 | Preheat steam. B73 belts-3each.VFD. - Preheat steam. B73 belts-3each.VFD. | Bethesda | 13 | 4th |  | S. Penthouse | E789854010 |  |  | McQuay |  | -1 | 2011-11-08 00:55 |  | Qi, Zhong |  | 0 | 0 | 0 | 2008-08-10 |  | Active | [16 empty] | 0
11330 | 13 - EF-3 - 01657 |  |  | 01657 | 01657 | Exhaust Fan | Mechanical System | Function: Exhaust air to outside | EF-3 |  | Bethesda | 13 | Basement |  | Mech. South on Roof | [5 empty] | -1 | 2011-11-08 00:55 | 2015-07-30 | Qi, Zhong | Qi, Zhong | 0 | 0 | 0 | 2008-08-10 |  | Active | [16 empty] | 0
11331 | 13 - EF-5 - 01658 |  |  | 01658 | 01658 | Exhaust Fan | Mechanical System | Function: Exhaust toilet areas | EF-5 |  | Bethesda | 13 | N. Penthou |  | Mechanical North Penthouse | [5 empty] | -1 | 2011-11-08 00:55 | 2015-07-30 | Qi, Zhong | Qi, Zhong | 0 | 0 | 0 | 2008-08-10 |  | Active | [16 empty] | 0
11332 | 13 - SF-2 - 00475 |  |  | 00475 | 00475 | Air Handling Unit | Mechanical System | Function: Supply air to instrument shop area. | SF-2 |  | Bethesda | 13 | 4th |  | North Penthouse | [5 empty] | -1 | 2011-11-08 00:55 |  | Qi, Zhong |  | 0 | 0 | 0 | 2008-08-10 |  | Active | [16 empty] | 0
11333 | 13 - SF-8 - 00472 |  |  | 00472 | 00472 | Air Handling Unit | Mechanical System | Function: Supply hot and cool air in PCS area & Co | SF-8 |  | Bethesda | 13 | Ground |  | Mechanical G906 - G902 | [5 empty] | -1 | 2011-11-08 00:55 |  | Qi, Zhong |  | 0 | 0 | 0 | 2008-08-10 |  | Active | [16 empty] | 0
11334 | 13 - SF-7 - 00467 |  |  | 00467 | 00467 | Air Handling Unit | Mechanical System | Function: Supply air to DES | SF-7 |  | Bethesda | 13 | Ground |  | G-902 | [5 empty] | -1 | 2011-11-08 00:55 |  | Qi, Zhong |  | 0 | 0 | 0 | 2008-08-10 |  | Active | [16 empty] | 0
11335 | 13 - AHU-13 - 02200 |  |  | 02200 | 02200 | Air Handling Unit | Mechanical System | Function: supply conditioned air to 3rd floor sout | AHU-13 |  | Bethesda | 13 | S. Penthou |  | South Mechanical | [5 empty] | -1 | 2011-11-08 00:55 |  | Qi, Zhong |  | 0 | 0 | 0 | 2008-08-10 |  | Active | [16 empty] | 0
11336 | 13 - EF-6 - 01656 |  |  | 01656 | 01656 | Exhaust Fan | Mechanical System | Function: Exhaust air from north bsm't mech room | EF-6 |  | Bethesda | 13 | North Bsm' |  | Mechanical North sub Basement Mechanical Room | [5 empty] | -1 | 2011-11-08 00:55 | 2015-07-30 | Qi, Zhong | Qi, Zhong | 0 | 0 | 0 | 2008-08-10 |  | Active | [16 empty] | 0
11337 | 13 - AHU-3 - 09036 |  |  | 09036 | 09036 | Air Handling Unit | Mechanical System | Function: Supply air to shipping area | AHU-3 |  | Bethesda | 13 | Ground |  | Sipping near Platform "B" | [5 empty] | -1 | 2011-11-08 00:55 |  | Qi, Zhong |  | 0 | 0 | 0 | 2008-08-10 |  | Active | [16 empty] | 0
11338 | 13 - EF-7 - 01662 |  |  | 01662 | 01662 | Exhaust Fan | Mechanical System | Function: Exhausts air from storeroom | EF-7 |  | Bethesda | 13 | N. Penthou |  | Mechanical North Penthouse | [5 empty] | -1 | 2011-11-08 00:55 | 2015-07-30 | Qi, Zhong | Qi, Zhong | 0 | 0 | 0 | 2008-08-10 |  | Active | [16 empty] | 0
11339 | 13 - EF-2 - 01661 |  |  | 01661 | 01661 | Exhaust Fan | Mechanical System | Function: Exhausts toilet areas | EF-2 |  | Bethesda | 13 | S. Penthou |  | Mechanical south Penhouse | [5 empty] | -1 | 2011-11-08 00:55 | 2015-07-30 | Qi, Zhong | Qi, Zhong | 0 | 0 | 0 | 2008-08-10 |  | Active | [16 empty] | 0
11340 | 13 - EF-4 - 01659 |  |  | 01659 | 01659 | Exhaust Fan | Mechanical System | Function: Exhausts air from N end of 3rd fl & retu | EF-4 |  | Bethesda | 13 | N. Penthou |  | Mechanical North Penthouse | [5 empty] | -1 | 2011-11-08 00:55 | 2015-07-30 | Qi, Zhong | Qi, Zhong | 0 | 0 | 0 | 2008-08-10 |  | Active | [16 empty] | 0
11341 | 13 - EF-3 - 10573 |  |  | 10573 | 10573 | Exhaust Fan | Mechanical System | Function: Exhaust Air to Outside | EF-3 |  | Bethesda | 13 | Roof |  | Southeast of Penth | [5 empty] | -1 | 2011-11-08 00:55 |  | Qi, Zhong |  | 0 | 0 | 0 | 2008-08-10 |  | Active | [16 empty] | 0
11342 | 13 - EF - 10572 |  |  | 10572 | 10572 | Exhaust Fan | Mechanical System | Function: haust Fan | EF |  | Bethesda | 13 | 4th |  | South Penthouse | [5 empty] | -1 | 2011-11-08 00:55 |  | Qi, Zhong |  | -1 | 0 | 0 | 2008-08-10 |  | Active | [15 empty] | BSL Life Safety | 0
11343 | 13 - CA - 10570 |  |  | 10570 | 10570 | Compressed Air | Mechanical System | Function: Compressed Air for North Bldg | CA |  | Bethesda | 13 | Basement |  | N. Mech. Rm | [5 empty] | -1 | 2011-11-08 00:55 |  | Qi, Zhong |  | 0 | 0 | 0 | 2008-08-10 |  | Active | [16 empty] | 0
11344 | 13 - CA - 10569 |  |  | 10569 | 10569 | Compressed Air | Mechanical System | Function: Compressed Air for South Bldg | CA |  | Bethesda | 13 | 4th |  | S. Penthouse | [5 empty] | -1 | 2011-11-08 00:55 |  | Qi, Zhong |  | 0 | 0 | 0 | 2008-08-10 |  | Active | [16 empty] | 0
11345 | 13 - CP - 00635 |  |  | 00635 | 00635 | Condensate Return | Mechanical System | Function: Return Condensated to Boiler Plant | CP |  | Bethesda | 13 | Sub Baseme |  | s. Mech | [5 empty] | -1 | 2011-11-08 00:55 |  | Qi, Zhong |  | 0 | 0 | 0 | 2008-08-10 |  | Active | [16 empty] | 0
11346 | 13 - EF-16 - 09091 |  |  | 09091 | 09091 | Exhaust Fan | Mechanical System | Function: Exhaust air to outside air | EF-16 |  | Bethesda | 13 | Roof |  | Southwest Corner | [5 empty] | -1 | 2011-11-08 00:55 |  | Qi, Zhong |  | 0 | 0 | 0 | 2008-08-10 |  | Active | [16 empty] | 0
11347 | 13 - EF-14 - 09089 |  |  | 09089 | 09089 | Exhaust Fan | Mechanical System | Function: Exhaust air to outside air | EF-14 |  | Bethesda | 13 | Roof |  | East of South Penthouse on Roof | [5 empty] | -1 | 2011-11-08 00:55 | 2015-07-30 | Qi, Zhong | Qi, Zhong | 0 | 0 | 0 | 2008-08-10 |  | Active | [16 empty] | 0
11348 | 13 - EF-12 - 09088 |  |  | 09088 | 09088 | Exhaust Fan | Mechanical System | Function: Exhaust air to outside air | EF-12 |  | Bethesda | 13 | Roof |  | West Central Outside South on roof | [5 empty] | -1 | 2011-11-08 00:55 | 2015-07-30 | Qi, Zhong | Qi, Zhong | 0 | 0 | 0 | 2008-08-10 |  | Active | [16 empty] | 0
11349 | 13 - EF-11 - 09087 |  |  | 09087 | 09087 | Exhaust Fan | Mechanical System | Function: Exhaust air to outside air | EF-11 |  | Bethesda | 13 | Roof |  | East Central of Building on Roof | [5 empty] | -1 | 2011-11-08 00:55 | 2015-07-30 | Qi, Zhong | Qi, Zhong | 0 | 0 | 0 | 2008-08-10 |  | Active | [16 empty] | 0
11350 | 13 - EF-9 - 09085 |  |  | 09085 | 09085 | Exhaust Fan | Mechanical System | Function: Exhaust air to outside air | EF-9 |  | Bethesda | 13 | Roof |  | North East Corner on roof | [5 empty] | -1 | 2011-11-08 00:55 | 2015-07-30 | Qi, Zhong | Qi, Zhong | 0 | 0 | 0 | 2008-08-10 |  | Active | [16 empty] | 0
11351 | 13 - EF-8 - 09084 |  |  | 09084 | 09084 | Exhaust Fan | Mechanical System | Function: Exhaust air to outside air | EF-8 |  | Bethesda | 13 | Roof |  | North West Corner on roof | [5 empty] | -1 | 2011-11-08 00:55 | 2015-07-30 | Qi, Zhong | Qi, Zhong | 0 | 0 | 0 | 2008-08-10 |  | Active | [16 empty] | 0
11352 | 13 - ROLLUP - 10302 |  |  | 10302 | 10302 | Rollup Door | Mechanical System | Function: Security for G325 Shop | ROLLUP |  | Bethesda | 13 | Ground |  | G325 | [5 empty] | -1 | 2011-11-08 00:55 |  | Qi, Zhong |  | 0 | 0 | 0 | 2008-08-10 |  | Active | [16 empty] | 0
11353 | 13 - EF-28 - 09104 |  |  | 09104 | 09104 | Exhaust Fan | Mechanical System | Function: Exhaust air to outside | EF-28 |  | Bethesda | 13 | Roof |  | 2nd Level Roof Over Laundry Area | [5 empty] | -1 | 2011-11-08 00:55 |  | Qi, Zhong |  | 0 | 0 | 0 | 2008-08-10 |  | Active | [16 empty] | 0
11354 | 13 - EF-27 - 09103 |  |  | 09103 | 09103 | Exhaust Fan | Mechanical System | Function: Exhaust air to outside | EF-27 |  | Bethesda | 13 | Roof |  | Over Laundry Area on SE 1st Floor roof | [5 empty] | -1 | 2011-11-08 00:55 | 2015-07-30 | Qi, Zhong | Qi, Zhong | 0 | 0 | 0 | 2008-08-10 |  | Active | [16 empty] | 0
11355 | 13 - EF-5 - 09081 |  |  | 09081 | 09081 | Exhaust Fan | Mechanical System | Function: Exhaust air to outside air | EF-5 |  | Bethesda | 13 | Roof |  | North of North Penthouse on Roof | [5 empty] | -1 | 2011-11-08 00:55 | 2015-07-30 | Qi, Zhong | Qi, Zhong | 0 | 0 | 0 | 2008-08-10 |  | Active | [16 empty] | 0
11356 | 13 - EF-21 - 09097 |  |  | 09097 | 09097 | Exhaust Fan | Mechanical System | Function: Exhaust air to outside | EF-21 |  | Bethesda | 13 | Roof |  | Over MASU Warehouse on Roof | [5 empty] | -1 | 2011-11-08 00:55 | 2015-07-30 | Qi, Zhong | Qi, Zhong | 0 | 0 | 0 | 2008-08-10 |  | Active | [16 empty] | 0
11357 | 13 - EF-20 - 09096 |  |  | 09096 | 09096 | Exhaust Fan | Mechanical System | Function: Exhaust air to outside | EF-20 |  | Bethesda | 13 | Roof |  | Over MASU Warehouse on roof | [5 empty] | -1 | 2011-11-08 00:55 | 2015-07-30 | Qi, Zhong | Qi, Zhong | 0 | 0 | 0 | 2008-08-10 |  | Active | [16 empty] | 0
11358 | 13 - EF-19 - 09093 |  |  | 09093 | 09093 | Exhaust Fan | Mechanical System | Function: Exhaust air to outside air | EF-19 |  | Bethesda | 13 | Roof |  | Nearest Ladder S. Penthouse Roof | [5 empty] | -1 | 2011-11-08 00:55 |  | Qi, Zhong |  | 0 | 0 | 0 | 2008-08-10 |  | Active | [16 empty] | 0
11359 | 13 - EF-18 - 09092 |  |  | 09092 | 09092 | Exhaust Fan | Mechanical System | Function: Exhaust air to outside air | EF-18 |  | Bethesda | 13 | Roof |  | Center of South Penthouse Roof | [5 empty] | -1 | 2011-11-08 00:55 |  | Qi, Zhong |  | 0 | 0 | 0 | 2008-08-10 |  | Active | [16 empty] | 0
11360 | 13 - SF-15 - 09052 |  |  | 09052 | 09052 | Air Handling Unit | Mechanical System | Function: Heat & cool 2nd fl conference rooms/bath | SF-15 |  | Bethesda | 13 | 3rd |  | Northeast Penthouse | [5 empty] | -1 | 2011-11-08 00:55 |  | Qi, Zhong |  | 0 | 0 | 0 | 2008-08-10 |  | Active | [16 empty] | 0
11361 | 13 - EF-2 - 09063 |  |  | 09063 | 09063 | Exhaust Fan | Mechanical System | Function: Exhaust Air | EF-2 |  | Bethesda | 13 | 1st |  | 1E-82 S. Mechanical | [5 empty] | -1 | 2011-11-08 00:55 |  | Qi, Zhong |  | 0 | 0 | 0 | 2008-08-10 |  | Active | [16 empty] | 0
11362 | 13 - AHU-5 - 09059 |  |  | 09059 | 09059 | Air Handling Unit | Mechanical System | Function: Supply air to General area office | AHU-5 |  | Bethesda | 13 | 2nd |  | 286 | [5 empty] | -1 | 2011-11-08 00:55 |  | Qi, Zhong |  | 0 | 0 | 0 | 2008-08-10 |  | Active | [16 empty] | 0
11363 | 13 - EF-17 - 09058 |  |  | 09058 | 09058 | Exhaust Fan | Mechanical System | Function: South Elevator Penthouse exhaust | EF-17 |  | Bethesda | 13 | 4th |  | South Penthouse | [5 empty] | -1 | 2011-11-08 00:55 |  | Qi, Zhong |  | 0 | 0 | 0 | 2008-08-10 |  | Active | [16 empty] | 0
11364 | 13 - EF-20 - 09057 |  |  | 09057 | 09057 | Exhaust Fan | Mechanical System | Function: Exhaust for North Elevator Penthouse | EF-20 |  | Bethesda | 13 | Roof |  | North Elevator Penthouse | [5 empty] | -1 | 2011-11-08 00:55 |  | Qi, Zhong |  | 0 | 0 | 0 | 2008-08-10 |  | Active | [16 empty] | 0
11365 | 13 - EF-7 - 09083 |  |  | 09083 | 09083 | Exhaust Fan | Mechanical System | Function: Exhaust air to outside air | EF-7 |  | Bethesda | 13 | Roof |  | North West Corner on roof | [5 empty] | -1 | 2011-11-08 00:55 | 2015-07-30 | Qi, Zhong | Qi, Zhong | 0 | 0 | 0 | 2008-08-10 |  | Active | [16 empty] | 0
11366 | 13 - AHU-1 - 09062 |  |  | 09062 | 09062 | Air Handling Unit | Mechanical System | Function: supply air | AHU-1 |  | Bethesda | 13 | 1 |  | S. Mech.Rm 1E-82 | [5 empty] | -1 | 2011-11-08 00:55 |  | Qi, Zhong |  | 0 | 0 | 0 | 2008-08-10 |  | Active | [16 empty] | 0
11367 | 13 - EF-2 - 09080 |  |  | 09080 | 09080 | Exhaust Fan | Mechanical System | Function: Exhaust air to outside air | EF-2 |  | Bethesda | 13 | Roof |  | North Centeral of North Penthouse on roof | [5 empty] | -1 | 2011-11-08 00:55 | 2015-07-30 | Qi, Zhong | Qi, Zhong | 0 | 0 | 0 | 2008-08-10 |  | Active | [16 empty] | 0
11368 | 13 - SF-14 - 09055 |  |  | 09055 | 09055 | Air Handling Unit | Mechanical System | Function: Heating & cooling office space 2nd floor | SF-14 |  | Bethesda | 13 | 3rd |  | N.E. Penthouse | [5 empty] | -1 | 2011-11-08 00:55 |  | Qi, Zhong |  | 0 | 0 | 0 | 2008-08-10 |  | Active | [16 empty] | 0
11369 | 13 - EF-6 - 09082 |  |  | 09082 | 09082 | Exhaust Fan | Mechanical System | Function: Exhaust air to outside air | EF-6 |  | Bethesda | 13 | Roof |  | North West Corner on roof | [5 empty] | -1 | 2011-11-08 00:55 | 2015-07-30 | Qi, Zhong | Qi, Zhong | 0 | 0 | 0 | 2008-08-10 |  | Active | [16 empty] | 0
12666 | 13 - PANEL RECEP - 1272RP61 |  | HLD11352 | 1272RP61 | T12666 | Electrical Panel | Electrical Equipment | Light Power | RP61 |  | Bethesda | 13 | Ground |  | 800 | [5 empty] | 0 | 2012-06-13 10:25 | 2010-11-18 | Myers, Thomas | Qi, Zhong | 0 | 0 | 0 |  |  | Deactivated | [16 empty] | 0 |  | 120/208
12692 | 13 - AHU-1 - 12030 |  | HQC00564 | 12030 | T12692 | Air Handling Unit | Mechanical Equipment | Aid Handler | AHU-1 |  | Bethesda | 13 | 1 |  | 132BE | CAH012GDPC |  |  | McQuay |  | -1 | 2013-01-22 12:50 | 2013-01-22 12:52 | Myers, Thomas | Myers, Thomas | 0 | 0 | 0 |  |  | Active | [16 empty] | 0
12693 | 13 - CP-3 - 12139 |  | HQC00564 | 12139 | 12139 | Condensate Pump | Mechanical Equipment | Condensate Pump - 3 | CP-3 |  | Bethesda | 13 | 1 |  | 1328E | [5 empty] | -1 | 2013-01-28 10:13 | 2015-10-26 | Myers, Thomas | Qi, Zhong | 0 | 0 | 0 |  |  | Active | [16 empty] | 0
12694 | 13 - VFD - 12140 |  | HQC00564 | 12140 | 12140 | Variable Frequency Drive | Mechanical Equipment | VFD | VFD |  | Bethesda | 13 | 1 |  | 1328E | [5 empty] | -1 | 2013-01-28 10:15 | 2015-10-26 | Myers, Thomas | Qi, Zhong | 0 | 0 | 0 |  |  | Active | [16 empty] | 0
12695 | 13 - VFD-RA - 12141 |  | HQC00564 | 12141 | 12141 | Variable Frequency Drive | Mechanical Equipment | RETURN AIR VFD | VFD-RA |  | Bethesda | 13 | 1 |  | 1328E | [5 empty] | -1 | 2013-01-28 10:18 | 2015-10-26 | Myers, Thomas | Qi, Zhong | 0 | 0 | 0 |  |  | Active | [16 empty] | 0
12696 | 13 - VAV-1 - 12142 |  | HQC00564 | 12142 | 12142 | VAV | Mechanical Equipment | VAV SINGLE DUCT AIR TERMINAL | VAV-1 |  | Bethesda | 13 | 1 |  | 1328 | [5 empty] | -1 | 2013-01-28 10:21 | 2015-10-26 | Myers, Thomas | Qi, Zhong | 0 | 0 | 0 |  |  | Active | [16 empty] | 0
12697 | 13 - VAV-2 - 12143 |  | HQC00564 | 12143 | 12143 | VAV | Mechanical Equipment | VAV SINGLE DUCT AIR TERMINAL | VAV-2 |  | Bethesda | 13 | 1 |  | 1328B | [5 empty] | -1 | 2013-01-28 10:23 | 2015-10-26 | Myers, Thomas | Qi, Zhong | 0 | 0 | 0 |  |  | Active | [16 empty] | 0
12698 | 13 - VAV-3 - 12144 |  | HQC00564 | 12144 | 12144 | VAV | Mechanical Equipment | VAV SINGLE DUCT AIR TERMINAL | VAV-3 |  | Bethesda | 13 | 1 |  | 1329B | [5 empty] | -1 | 2013-01-28 10:24 | 2015-10-26 | Myers, Thomas | Qi, Zhong | 0 | 0 | 0 |  |  | Active | [16 empty] | 0
12699 | 13 - VAV-4 - 12145 |  | HQC00564 | 12145 | 12145 | VAV | Mechanical Equipment | VAV SINGLE DUCT AIR TERMINAL | VAV-4 |  | Bethesda | 13 | 1 |  | 1328D | [5 empty] | -1 | 2013-01-28 10:26 | 2015-10-26 | Myers, Thomas | Qi, Zhong | 0 | 0 | 0 |  |  | Active | [16 empty] | 0
12700 | 13 - VAV-5 - 12146 |  | HQC00564 | 12146 | 12146 | VAV | Mechanical Equipment | VAV SINGLE DUCT AIR TERMINAL | VAV-5 |  | Bethesda | 13 | 1 |  | 1328C | [5 empty] | -1 | 2013-01-28 10:28 | 2015-10-26 | Myers, Thomas | Qi, Zhong | 0 | 0 | 0 |  |  | Active | [16 empty] | 0
12701 | 13 - VAV-6 - 12147 |  | HQC00564 | 12147 | 12147 | VAV | Mechanical Equipment | VAV SINGLE DUCT AIR TERMINAL | VAV-6 |  | Bethesda | 13 | 1 |  | 1332 | [5 empty] | -1 | 2013-01-28 10:30 | 2015-10-26 | Myers, Thomas | Qi, Zhong | 0 | 0 | 0 |  |  | Active | [16 empty] | 0
12702 | 13 - VAV-7 - 12148 |  | HQC00564 | 12148 | 12148 | VAV | Mechanical Equipment | VAV-7 SINGLE DUCT AIR TERMINAL | VAV-7 |  | Bethesda | 13 | 1 |  | 1329D | [5 empty] | -1 | 2013-01-28 10:32 | 2015-10-26 | Myers, Thomas | Qi, Zhong | 0 | 0 | 0 |  |  | Active | [16 empty] | 0
12703 | 13 - CUH-1 - 12149 |  | HQC00564 | 12149 | 12149 | Unit Heater | Mechanical Equipment | CUH-1 CABINET UNIT HEATER | CUH-1 |  | Bethesda | 13 | 1 |  | 1328 | [5 empty] | -1 | 2013-01-28 10:36 | 2015-10-26 | Myers, Thomas | Qi, Zhong | 0 | 0 | 0 |  |  | Active | [16 empty] | 0
12704 | 13 - UH-1 - 12150 |  | HQC00564 | 12150 | 12150 | Unit Heater | Mechanical Equipment | UH-1 UNIT HEATER | UH-1 |  | Bethesda | 13 | 1 |  | 1328D | [5 empty] | -1 | 2013-01-28 10:39 | 2015-10-26 | Myers, Thomas | Qi, Zhong | 0 | 0 | 0 |  |  | Active | [16 empty] | 0
12705 | 13 - UH-2 - 12151 |  | HQC00564 | 12151 | 12151 | Unit Heater | Mechanical Equipment | UH-2 UNIT HEATER | UH-2 |  | Bethesda | 13 | 1 |  | 1328D | [5 empty] | -1 | 2013-01-28 10:41 | 2015-10-26 | Myers, Thomas | Qi, Zhong | 0 | 0 | 0 |  |  | Active | [16 empty] | 0
12706 | 13 - PUMP-1 - 12152 |  | HQC00564 | 12152 | 12152 | Pump | Mechanical Equipment | P-1 HEATING WATER PUMP | PUMP-1 |  | Bethesda | 13 | 1 |  | 1W83 | [5 empty] | -1 | 2013-01-28 10:49 | 2015-10-26 | Myers, Thomas | Qi, Zhong | 0 | 0 | 0 |  |  | Active | [16 empty] | 0
12707 | 13 - PUMP-2 - 12153 |  | HQC00564 | 12153 | 12153 | Pump | Mechanical Equipment | P-2 HEATING WATER PUMP | PUMP-2 |  | Bethesda | 13 | 1 |  | 1W83 | [5 empty] | -1 | 2013-01-28 10:52 | 2015-10-26 | Myers, Thomas | Qi, Zhong | 0 | 0 | 0 |  |  | Active | [16 empty] | 0
12708 | 13 - PUMP-7 - 12154 |  | HQC00564 | 12154 | 12154 | Pump | Mechanical Equipment | P-7 FREEZE PROTECTION PUMP | PUMP-7 |  | Bethesda | 13 | 1 |  | 1W38 | [5 empty] | -1 | 2013-01-28 11:01 | 2015-10-26 | Myers, Thomas | Qi, Zhong | 0 | 0 | 0 |  |  | Active | [16 empty] | 0
12709 | 13 - PUMP-8 - 12155 |  | HQC00564 | 12155 | 12155 | Pump | Mechanical Equipment | P-8 FREEZE PROTECTION PUMP | PUMP-8 |  | Bethesda | 13 | 1 |  | 1W38 | [5 empty] | -1 | 2013-01-28 11:05 | 2015-10-26 | Myers, Thomas | Qi, Zhong | 0 | 0 | 0 |  |  | Active | [16 empty] | 0
12710 | 13 - CP1-CP2 - 12156 |  | HQC00564 | 12156 | 12156 | Condensate Pump | Mechanical Equipment | CP1 / CP2 DUPLEX STEAM CONDENSATE PUMP | CP1-CP2 |  | Bethesda | 13 | 1 |  | 1W38 | [5 empty] | -1 | 2013-01-28 11:08 | 2015-10-26 | Myers, Thomas | Qi, Zhong | 0 | 0 | 0 |  |  | Active | [16 empty] | 0
12711 | 13 - EF-1 - 12157 |  | HQC00564 | 12157 | 12157 | Exhaust Fan | Mechanical Equipment | EF-1 TOILET EXHAUST FAN | EF-1 |  | Bethesda | 13 | 1 |  | 1W38 | [5 empty] | -1 | 2013-01-28 11:15 | 2015-10-26 | Myers, Thomas | Qi, Zhong | 0 | 0 | 0 |  |  | Active | [16 empty] | 0
12713 | 13 - EF-1A - 12158 |  | HQC00564 | 12158 | 12158 | Exhaust Fan | Mechanical Equipment | EXHAUST FAN FOR ELECTRIC ROOM | EF-1A |  | Bethesda | 13 | 1 |  | ELECTRIC ROOM | [5 empty] | -1 | 2013-01-30 09:28 | 2015-10-26 | Myers, Thomas | Qi, Zhong | 0 | 0 | 0 |  |  | Active | [16 empty] | 0
12714 | 13 - AS-1 - 12159 |  | HQC00564 | 12159 | 12159 | Air Separator | Mechanical Equipment | HOT WATER SYSTEM AIR SEPARATOR | AS-1 |  | Bethesda | 13 | 1 |  | 1W38 | [5 empty] | -1 | 2013-01-30 09:36 | 2015-10-26 | Myers, Thomas | Qi, Zhong | 0 | 0 | 0 |  |  | Active | [16 empty] | 0
12715 | 13 - ET-1 - 12160 |  | HQC00564 | 12160 | 12160 | Expansion Tank | Mechanical Equipment | Hot water System Expansion Tank | ET-1 |  | Bethesda | 13 | 1 |  | 1w38 | [5 empty] | -1 | 2013-01-30 09:47 | 2015-10-26 | Myers, Thomas | Qi, Zhong | 0 | 0 | 0 |  |  | Active | [16 empty] | 0
12716 | 13 - HX-1 - 12161 |  | HQC00564 | 12161 | 12161 | Heat Exchanger | Mechanical Equipment | STEAM TO WATER HEAT EXCHANGER | HX-1 |  | Bethesda | 13 | 1 |  | 1W38 | [5 empty] | -1 | 2013-01-30 09:49 | 2015-10-26 | Myers, Thomas | Qi, Zhong | 0 | 0 | 0 |  |  | Active | [16 empty] | 0
12717 | 13 - HX-2 - 12162 |  | HQC00564 | 12162 | 12162 | Heat Exchanger | Mechanical Equipment | STEAM TO WATER HEAT EXCHANGER | HX-2 |  | Bethesda | 13 | 1 |  | 1W38 | [5 empty] | -1 | 2013-01-30 09:51 | 2015-10-26 | Myers, Thomas | Qi, Zhong | 0 | 0 | 0 |  |  | Active | [16 empty] | 0
75441 | 13 - VAV-9 - 12678 |  | HQC00565 | 12678 | T75441 | Air Terminal Unit | Mechanical Equipment | Exhaust Fan | VAV-9 |  | Bethesda | 13 | 1 |  | Loading Dock | LMHS |  |  | Krueger | 750 cfm | 0 | 2014-01-24 13:02 | 2015-10-26 | Saleh, Aryan | Qi, Zhong | 0 | 0 | 0 |  |  | Active | Single Duct Air Terminal | 9" | 1.7 gpm | [13 empty] | 0
75442 | 13 - VAV-10 - 12679 |  | HQC00565 | 12679 | T75442 | Air Terminal Unit | Mechanical Equipment | Single Duct Air Terminal | VAV-10 |  | Bethesda | 13 | 1 |  | Loading Dock | LMHS |  |  | Krueger |  | 0 | 2014-01-27 12:32 | 2015-10-26 | Saleh, Aryan | Qi, Zhong | 0 | 0 | 0 |  |  | Active | Single Duct Air Terminal | 6" | 300 cfm | [13 empty] | 0
75443 | 13 - VAV-11 - 12680 |  | HQC00565 | 12680 | T75443 | Air Terminal Unit | Mechanical Equipment | Single Duct Air Terminal | VAV-11 |  | Bethesda | 13 | 1 |  | Corridor 13s | LMHS |  |  | Krueger | 225 | 0 | 2014-01-27 12:37 | 2015-10-26 | Saleh, Aryan | Qi, Zhong | 0 | 0 | 0 |  |  | Active | Single Duct Air Terminal | 6 in | [14 empty] | 0
75444 | 13 - VAV-12 - 12681 |  | HQC00565 | 12681 | T75444 | Air Terminal Unit | Mechanical Equipment | Single Duct Air Terminal | VAV-12 |  | Bethesda | 13 | 1 |  | Room 1336B | LMHS |  |  | Krueger | 400 cfm | 0 | 2014-01-27 12:44 | 2015-10-26 | Saleh, Aryan | Qi, Zhong | 0 | 0 | 0 |  |  | Active | SIngle Duct Air Terminal | 6 in | [14 empty] | 0
75445 | 13 - VAV-13 - 12682 |  | HQC00565 | 12682 | T75445 | Air Terminal Unit | Mechanical Equipment | Single Duct Air Terminal | VAV-13 |  | Bethesda | 13 | 1 |  | Room 1336I | LMHS |  |  | Krueger | 20 | 0 | 2014-01-27 12:48 | 2015-10-26 | Saleh, Aryan | Qi, Zhong | 0 | 0 | 0 |  |  | Active |  | 5 | [14 empty] | 0
75446 | 13 - VAV-14 - 12683 |  | HQC00565 | 12683 | T75446 | Air Terminal Unit | Mechanical Equipment | Single Duct Air Terminal | VAV-14 |  | Bethesda | 13 | 1 |  | Office 1336B | LMHS |  |  | Krueger | 750 | 0 | 2014-01-27 12:51 | 2015-10-26 | Saleh, Aryan | Qi, Zhong | 0 | 0 | 0 |  |  | Active | Single Duct Air Terminal | 9 in | 1.7 gpm | [13 empty] | 0
75447 | 13 - VAV-15 - 12684 |  | HQC00565 | 12684 | T75447 | Air Terminal Unit | Mechanical Equipment | Single Duct Air Terminal | VAV-15 |  | Bethesda | 13 | 1 |  | Offices 1336D/E | LMHS |  |  | Krueger | 200 cfm | 0 | 2014-01-27 13:00 | 2015-10-26 | Saleh, Aryan | Qi, Zhong | 0 | 0 | 0 |  |  | Active | Single Duct Air Terminal | 5 in | [14 empty] | 0
75449 | 13 - VAV-16 - 12686 |  | HQC00565 | 12686 | T75449 | Air Terminal Unit | Mechanical Equipment | Single Duct Air Terminal | VAV-16 |  | Bethesda | 13 | 1 |  | Room 1336 F/G | LMHS |  |  | Krueger | 200 cfm | 0 | 2014-02-03 10:51 | 2015-10-26 | Saleh, Aryan | Qi, Zhong | 0 | 0 | 0 |  |  | Active | Single Duct Air Terminal | 5 in. | [14 empty] | 0
75450 | 13 - VAV-17 - 12687 |  | HQC00565 | 12687 | T75450 | Air Terminal Unit | Mechanical Equipment | Single Duct Air Terminal | VAV-17 |  | Bethesda | 13 | 1 |  | Room 1336 C | LMHS |  |  | Krueger | 300 cfm | 0 | 2014-02-03 10:53 | 2015-10-26 | Saleh, Aryan | Qi, Zhong | 0 | 0 | 0 |  |  | Active | Single Duct Air Terminal | 6 in. | [14 empty] | 0
75451 | 13 - VAV-18 - 12688 |  | HQC00565 | 12688 | T75451 | Air Terminal Unit | Mechanical Equipment | Single Duct Air Terminal | VAV-18 |  | Bethesda | 13 | 1 |  | Elevator Lobby | LMHS |  |  | Krueger | 225 cfm | 0 | 2014-02-03 10:55 | 2015-10-26 | Saleh, Aryan | Qi, Zhong | 0 | 0 | 0 |  |  | Active | Single Duct Air Terminal | 6 in. | 0.7 gpm | [13 empty] | 0
75452 | 13 - VAV-19 - 12689 |  | HQC00565 | 12689 | T75452 | Air Terminal Unit | Mechanical Equipment | Single Duct Air Terminal | VAV-19 |  | Bethesda | 13 | 1 |  | Corridor 13S | LMHS |  |  | Krueger | 225 cfm | 0 | 2014-02-03 10:56 | 2015-10-26 | Saleh, Aryan | Qi, Zhong | 0 | 0 | 0 |  |  | Active | Single Duct Air Terminal | 6 in. | [14 empty] | 0
75453 | 13 - VAV-51 - 12690 |  | HQC00565 | 12690 | T75453 | Air Terminal Unit | Mechanical Equipment | Single Duct Air Terminal | VAV-51 |  | Bethesda | 13 | 1 |  | OA Storage Near Lobby 13S | LMHS |  |  | Krueger | 530 cfm | 0 | 2014-02-03 10:58 | 2015-10-26 | Saleh, Aryan | Qi, Zhong | 0 | 0 | 0 |  |  | Active | Single Duct Air Terminal | 6 in. | 1.9 gpm | [13 empty] | 0
75454 | 13 - CUH-4 - 12691 |  | HQC00565 | 12691 | T75454 | Unit Heater | Mechanical Equipment | Cabinet Unit Heater | CUH-4 |  | Bethesda | 13 | 1 |  | Lobby 13s | RF-200-02 |  |  | RIttling | 190 cfm/10mbh | 0 | 2014-02-03 11:01 | 2015-10-26 | Saleh, Aryan | Qi, Zhong | 0 | 0 | 0 |  |  | Active | Cabinet Unit Heater |  | 1.0 gpm |  |  | 1/40 | [5 empty] | 1080/650 | 115 v/ioh | 0.55 A |  |  | 0
75455 | 13 - UH-3 - 12692 |  | HQC00565 | 12692 | T75455 | Unit Heater | Mechanical Equipment | HW Unit Heater | UH-3 |  | Bethesda | 13 | 1 |  | Room 1336B | RH-63 |  |  | Rittling | 4.7 gpm | 0 | 2014-02-03 11:03 | 2015-10-26 | Saleh, Aryan | Qi, Zhong | 0 | 0 | 0 |  |  | Active | HW Unit Heater | 1120cfm/47mbh |  |  |  | 1/10 | [5 empty] | 1550 | 115v/1ph | 1.3A |  |  | 0
75456 | 13 - UH-4 - 12693 |  | HQC00565 | 12693 | T75456 | Unit Heater | Mechanical Equipment | HW Unit Heater | UH-4 |  | Bethesda | 13 | 1 |  | Room 1336B | RH-63 |  |  | Rittling | 4.7gpm | 0 | 2014-02-03 11:06 | 2015-10-26 | Saleh, Aryan | Qi, Zhong | 0 | 0 | 0 |  |  | Active | HW Unit heater | 1120cfm/47mbh |  |  |  | 1/10 | [5 empty] | 1150 | 115V/1ph | 1.3A |  |  | 0
75457 | 13 - UH-5 - 12694 |  | HQC00565 | 12694 | T75457 | Unit Heater | Mechanical Equipment | HW Unit Heater | UH-5 |  | Bethesda | 13 | 1 |  | Room 1336B | RH-63 |  |  | Rittling | 4.7gpm | 0 | 2014-02-03 11:29 | 2015-10-26 | Saleh, Aryan | Qi, Zhong | 0 | 0 | 0 |  |  | Active | HW Unit Heater | 1120cfm/47mbh |  |  |  | 1/10 | [5 empty] | 1150 | 115V/1ph | 1.3A |  |  | 0
75458 | 13 - UH-6 - 12695 |  | HQC00565 | 12695 | T75458 | Unit Heater | Mechanical Equipment | HW Unit Heater | UH-6 |  | Bethesda | 13 | 1 |  | Room 1336B | RH-63 |  |  | Rittling | 4.7gpm | 0 | 2014-02-03 11:31 | 2015-10-26 | Saleh, Aryan | Qi, Zhong | 0 | 0 | 0 |  |  | Active | HW Unit Heater | 1120cfm/47mbh |  |  |  | 1/10 | [5 empty] | 1550 | 115V/1ph | 1.3A |  |  | 0
75459 | 13 - VAV-8 - 12696 |  | HQC00565 | 12696 | T75459 | Air Terminal Unit | Mechanical Equipment | Single Duct Air Terminal | VAV-8 |  | Bethesda | 13 | 1 |  | Room 1336B | LMHS |  |  | Krueger | 100cfm | 0 | 2014-02-03 11:36 | 2015-10-26 | Saleh, Aryan | Qi, Zhong | 0 | 0 | 0 |  |  | Active | Single Duct Air Terminal | 5th | [14 empty] | 0
75468 | 13 - CUH-5 - 12705 |  | HQC90490 | 12705 | T75468 | Unit Heater | Mechanical Equipment | Ceiling Mount | CUH-5 |  | Bethesda | 13 | 1 |  | Exterior Door near Storage 1340 | RFRC-420 |  |  | Rittling | 10 MBH | -1 | 2014-02-03 13:35 | 2014-05-20 08:01 | Saleh, Aryan | Qi, Zhong | 0 | 0 | 0 |  |  | Active | Ceiling Mount |  |  |  |  | 0.067 | [5 empty] | 1050/700 | 115V | 1.4A | 60 hz |  | 0
75469 | 13 - VAV-20 - 12706 |  | HQC90490 | 12706 | T75469 | Air Terminal Unit | Mechanical Equipment | Single Duct Air Terminal | VAV-20 |  | Bethesda | 13 | 1 |  | Room 1338B | LMHS |  |  | Krueger | 200cfm | 0 | 2014-02-03 13:36 | 2015-10-26 | Saleh, Aryan | Qi, Zhong | 0 | 0 | 0 |  |  | Active | Single Duct Air Terminal | 5 in | [14 empty] | 0
75470 | 13 - VAV-28 - 12707 |  | HQC90490 | 12707 | T75470 | Air Terminal Unit | Mechanical Equipment | Single Duct Air Terminal Unit | VAV-28 |  | Bethesda | 13 | 1 |  | Room 1338C | LMHS |  |  | Krueger | 200 | 0 | 2014-02-03 13:39 | 2015-10-26 | Saleh, Aryan | Qi, Zhong | 0 | 0 | 0 |  |  | Active | Single Duct Air Terminal | 5 in |  |  | n/a | [11 empty] | 0
75471 | 13 - VAV-21 - 12708 |  | HQC90490 | 12708 | T75471 | Air Terminal Unit | Mechanical Equipment | Single Duct Air Terminal | VAV-21 |  | Bethesda | 13 | 1 |  | Shops | LMHS |  |  | Krueger | 1200 | 0 | 2014-02-03 15:07 | 2015-10-26 | Saleh, Aryan | Qi, Zhong | 0 | 0 | 0 |  |  | Active | Single Duct Air Terminal | 12" | 2.6gpm | [13 empty] | 0
75472 | 13 - VAV-22 - 12709 |  | HQC90490 | 12709 | T75472 | Air Terminal Unit | Mechanical Equipment | Single Duct Air Terminal Unit | VAV-22 |  | Bethesda | 13 | 1 |  | Shops | LMHS |  |  | Krueger | 1200 | 0 | 2014-02-03 15:32 | 2015-10-26 | Saleh, Aryan | Qi, Zhong | 0 | 0 | 0 |  |  | Active | Single Duct Air Terminal | 12 | 2.6gpm | [13 empty] | 0
75487 | 13 - FCU-1 - 12724 |  | HQC00597 | 12724 | T75487 | Fan Coil Unit | Mechanical Equipment | Fan Coil Unit | FCU-1 |  | Bethesda | 13 | 1 |  | Various | MMD40C2Y00D0 |  |  | Liebert | 19, 944 BTUH | 0 | 2014-02-04 14:02 | 2015-10-26 | Saleh, Aryan | Qi, Zhong | 0 | 0 | 0 |  |  | Active | Fan Coil Unit |  | 2.6 GPM | [13 empty] | 0
75488 | 13 - AHU-2 - 12725 |  | HQC00597 | 12725 | T75488 | Air Handling Unit | Mechanical Equipment | Air Handler Unit | AHU-2 |  | Bethesda | 13 | 1 |  | Wing: - Room: Various | CAH018GDDM |  |  | McQuay | 9250 cfm future | -1 | 2014-02-04 14:05 | 2014-05-20 09:04 | Saleh, Aryan | Qi, Zhong | 0 | 0 | 0 |  |  | Active | Air Handling unit |  |  |  |  | 15 supply / 7.5 return | [6 empty] | 460V / 3ph | 2.8A FLA |  |  | 0
75489 | 13 - AHU-3 - 12726 |  | HQC00597 | 12726 | T75489 | Air Handling Unit | Mechanical Equipment | Air Handler Unit | AHU-3 |  | Bethesda | 13 | 1 |  | Wing: - Room: Room 1345A | CAH017GDDM |  |  | McQuay | 8400 CFM Future | -1 | 2014-02-04 14:08 | 2014-05-20 09:06 | Saleh, Aryan | Qi, Zhong | 0 | 0 | 0 |  |  | Active | [5 empty] | 15 supply / 7.5 return | [6 empty] | 460 V / 3 ph | 17.7 FLA supply / 9.7 FLA return |  |  | 0
75490 | 13 - EF-2 - 12727 |  | HQC00597 | 12727 | T75490 | Exhaust Fan | Mechanical Equipment | Exhaust Fan | EF-2 |  | Bethesda | 13 | 1 |  | Room 1345A | BSQ-90-5 |  |  | Greenheck | 1000 CFM | 0 | 2014-02-04 14:16 | 2015-10-26 | Saleh, Aryan | Qi, Zhong | 0 | 0 | 0 |  |  | Active | Exhaust Fan |  |  |  |  | 1/2 HP | [6 empty] | 460 / 3 ph |  |  |  | 0
75492 | 13 - VAV-23 - 12729 |  | HQC90490 | 12729 | T75492 | Air Terminal Unit | Mechanical Equipment | Single Duct Air Terminal | VAV-23 |  | Bethesda | 13 | 1 |  | Room 1338C | LMHS |  |  | Krueger | 200 | 0 | 2014-02-04 14:28 | 2015-10-26 | Saleh, Aryan | Qi, Zhong | 0 | 0 | 0 |  |  | Active | Single Duct Air Terminal | 5 in | [14 empty] | 0
75493 | 13 - VAV-21 - 12730 |  | HQC90490 | 12730 | T75493 | Air Terminal Unit | Mechanical Equipment | Single Duct Air Terminal | VAV-21 |  | Bethesda | 13 | 1 |  | Shops | LMHS |  |  | Krueger | 1200 | 0 | 2014-02-04 14:30 | 2015-10-26 | Saleh, Aryan | Qi, Zhong | 0 | 0 | 0 |  |  | Active | Single Duct Air Terminal | 12" | 2.6 gpm | [13 empty] | 0
75494 | 13 - VAV-22 - 12731 |  | HQC90490 | 12731 | T75494 | Air Terminal Unit | Mechanical Equipment | Single Duct Air Terminal | VAV-22 |  | Bethesda | 13 | 1 |  | Shops | LMHS |  |  | Krueger | 1200 | 0 | 2014-02-04 14:31 | 2015-10-26 | Saleh, Aryan | Qi, Zhong | 0 | 0 | 0 |  |  | Active | Single Duct Air Terminal | 12 | 2.6 gpm | [13 empty] | 0
75495 | 13 - VAV-25 - 12732 |  | HQC90490 | 12732 | T75495 | Air Terminal Unit | Mechanical Equipment | Single Duct Air Terminal | VAV-25 |  | Bethesda | 13 | 1 |  | Shops | LMHS |  |  | Krueger | 1200 | 0 | 2014-02-04 14:32 | 2015-10-26 | Saleh, Aryan | Qi, Zhong | 0 | 0 | 0 |  |  | Active | Single Duct Air Terminal | 12 " | 2.6 gpm | [13 empty] | 0
75496 | 13 - VAV-27 - 12733 |  | HQC90490 | 12733 | T75496 | Air Terminal Unit | Mechanical Equipment | Single Duct Air Terminal | VAV-27 |  | Bethesda | 13 | 1 |  | Shops RM1338 | LMHS |  |  | Krueger | 1200 | 0 | 2014-02-04 14:39 | 2015-10-26 | Saleh, Aryan | Qi, Zhong | 0 | 0 | 0 |  |  | Active | Single Duct Air Terminal | 12 | 2.6 gpm | [13 empty] | 0
75497 | 13 - VAV-28 - 12734 |  | HQC90490 | 12734 | T75497 | Air Terminal Unit | Mechanical Equipment | Single Duct Air Terminal | VAV-28 |  | Bethesda | 13 | 1 |  | Shops RM 1338 | LMHS |  |  | Krueger | 1200 | 0 | 2014-02-04 14:40 | 2015-10-26 | Saleh, Aryan | Qi, Zhong | 0 | 0 | 0 |  |  | Active | Single Duct Air Terminal | 12 | 2.6 gpm | [13 empty] | 0
75498 | 13 - VAV-24 - 12735 |  | HQC90490 | 12735 | T75498 | Air Terminal Unit | Mechanical Equipment | Single Duct Air Terminal | VAV-24 |  | Bethesda | 13 | 1 |  | Corridor | LMHS |  |  | Krueger | 150 cfm | 0 | 2014-02-04 14:42 | 2015-10-26 | Saleh, Aryan | Qi, Zhong | 0 | 0 | 0 |  |  | Active | Single Duct Air Terminal | 4 | [14 empty] | 0
75499 | 13 - VAV-26 - 12736 |  | HQC90490 | 12736 | T75499 | Air Terminal Unit | Mechanical Equipment | Single Duct Air Terminal | VAV-26 |  | Bethesda | 13 | 1 |  | Break Area RM 1338F | LMHS |  |  | Krueger | 300 cfm | 0 | 2014-02-04 14:47 | 2015-10-26 | Saleh, Aryan | Qi, Zhong | 0 | 0 | 0 |  |  | Active | Single Duct Air Terminal | 6 | [14 empty] | 0
75500 | 13 - VAV-29 - 12737 |  | HQC90490 | 12737 | T75500 | Air Terminal Unit | Mechanical Equipment | Single Duct Air Terminal | VAV-29 |  | Bethesda | 13 | 1 |  | Corridor | LMHS |  |  | Krueger | 200 cfm | 0 | 2014-02-04 14:49 | 2015-10-26 | Saleh, Aryan | Qi, Zhong | 0 | 0 | 0 |  |  | Active | Single Duct Air Terminal | 6 | [14 empty] | 0
75501 | 13 - VAV-30 - 12738 |  | HQC90490 | 12738 | T75501 | Air Terminal Unit | Mechanical Equipment | Single Duct Air Terminal | VAV-30 |  | Bethesda | 13 | 1 |  | Storage RM 1340 | LMHS |  |  | krueger | 600 cfm | 0 | 2014-02-04 14:50 | 2015-10-26 | Saleh, Aryan | Qi, Zhong | 0 | 0 | 0 |  |  | Active | Single Duct Air Terminal | 8 | [14 empty] | 0
75502 | 13 - EF-3 - 12739 |  | HQC90490 | 12739 | T75502 | Exhaust Fan | Mechanical Equipment | Exhaust Fan | EF-3 |  | Bethesda | 13 | 1 |  | Hood-1 | BSQ-130-15 |  |  | Greenheck | 2625 cfm | 0 | 2014-02-04 14:51 | 2015-10-26 | Saleh, Aryan | Qi, Zhong | 0 | 0 | 0 |  |  | Active | Exhaust Fan |  |  |  |  | 1 1/2 | [10 empty] | 0
75503 | 13 - VFD-EF3 - 12740 |  | HQC90490 | 12740 | T75503 | Variable Frequency Drive | Mechanical Equipment | Variable Frequency Drive | VFD-EF3 |  | Bethesda | 13 | 1 |  | Hood-1 | ACH55-PDR-03A3-4 |  |  | ABB |  | 0 | 2014-02-04 14:53 | 2015-10-26 | Saleh, Aryan | Qi, Zhong | 0 | 0 | 0 |  |  | Active | Variable Frequency Drive | 1.5 HP | [14 empty] | 0
75513 | 13 - VAV-31 - 12741 |  |  | 12741 | T75513 | Air Terminal Unit | Mechanical Equipment | Single Duct Air Terminal | VAV-31 |  | Bethesda | 13 | 1st |  | 1341C | [5 empty] | 0 | 2014-05-19 07:35 | 2015-10-26 | Leas, Douglas | Qi, Zhong | 0 | 0 | 0 |  |  | Active | [16 empty] | 0
75514 | 13 - VAV-32 - 12742 |  |  | 12742 | T75514 | Air Terminal Unit | Mechanical Equipment | Single Duct Air Terminal | VAV-32 |  | Bethesda | 13 | 1st |  | Work Area W2B,W29,W30 | [5 empty] | 0 | 2014-05-19 07:40 | 2015-10-26 | Leas, Douglas | Qi, Zhong | 0 | 0 | 0 |  |  | Active | [16 empty] | 0
75515 | 13 - VAV-32A - 12743 |  |  | 12743 | T75515 | Air Terminal Unit | Mechanical Equipment | Single Air Duct Terminal | VAV-32A |  | Bethesda | 13 | 1st |  | Break Room | [5 empty] | 0 | 2014-05-19 07:43 | 2015-10-26 | Leas, Douglas | Qi, Zhong | 0 | 0 | 0 |  |  | Active | [16 empty] | 0
75516 | 13 - VAV-33 - 12744 |  |  | 12744 | T75516 | Air Terminal Unit | Mechanical Equipment | Single Duct Air Terminal | VAV-33 |  | Bethesda | 13 | 1st |  | W31,W32,W33,W34,W35 | [5 empty] | 0 | 2014-05-19 07:46 | 2015-10-26 | Leas, Douglas | Qi, Zhong | 0 | 0 | 0 |  |  | Active | [16 empty] | 0
75517 | 13 - VAV-34 - 12745 |  |  | 12745 | T75517 | Air Terminal Unit | Mechanical Equipment | Single Duct Air Terminal | VAV-34 |  | Bethesda | 13 | 1st |  | W25,W26 | [5 empty] | 0 | 2014-05-19 07:48 | 2015-10-26 | Leas, Douglas | Qi, Zhong | 0 | 0 | 0 |  |  | Active | [16 empty] | 0
75518 | 13 - VAV-35 - 12746 |  |  | 12746 | T75518 | Air Terminal Unit | Mechanical Equipment | Single Duct Air Termonal | VAV-35 |  | Bethesda | 13 | 1st |  | W36 Thru W41 | [5 empty] | 0 | 2014-05-19 07:50 | 2015-10-26 | Leas, Douglas | Qi, Zhong | 0 | 0 | 0 |  |  | Active | [16 empty] | 0
75519 | 13 - VAV-36 - 12747 |  |  | 12747 | T75519 | Air Terminal Unit | Mechanical Equipment | Single Air Duct Air Terminal | VAV-36 |  | Bethesda | 13 | 1st |  | W23 | [5 empty] | -1 | 2014-05-19 07:53 | 2014-05-19 08:35 | Leas, Douglas | Qi, Zhong | 0 | 0 | 0 |  |  | Active | [16 empty] | 0
75520 | 13 - VAV-37 - 12748 |  |  | 12748 | T75520 | Air Terminal Unit | Mechanical Equipment | Single Duct Air Terminal | VAV-37 |  | Bethesda | 13 | 1st |  | Cheif S7 RM W-24 | [5 empty] | -1 | 2014-05-19 07:56 | 2014-05-19 08:35 | Leas, Douglas | Qi, Zhong | 0 | 0 | 0 |  |  | Active | [16 empty] | 0
75521 | 13 - VAV-38 - 12749 |  |  | 12749 | T75521 | Air Terminal Unit | Mechanical Equipment | Single Duct Air Terminal | VAV-38 |  | Bethesda | 13 | 1st |  | W23 | [5 empty] | -1 | 2014-05-19 07:58 | 2014-05-19 08:35 | Leas, Douglas | Qi, Zhong | 0 | 0 | 0 |  |  | Active | [16 empty] | 0
75522 | 13 - VAV-39 - 12750 |  |  | 12750 | T75522 | Air Terminal Unit | Mechanical Equipment | Single Duct Air Terminal | VAV-39 |  | Bethesda | 13 | 1st |  | W23,W24 | [5 empty] | -1 | 2014-05-19 08:01 | 2014-05-19 08:35 | Leas, Douglas | Qi, Zhong | 0 | 0 | 0 |  |  | Active | [16 empty] | 0
75523 | 13 - VAV-40 - 12751 |  |  | 12751 | T75523 | Air Terminal Unit | Mechanical Equipment | Single Duct Air Terminal | VAV-40 |  | Bethesda | 13 | 1st |  | Corridor 13E | [5 empty] | -1 | 2014-05-19 08:04 | 2014-05-19 08:36 | Leas, Douglas | Qi, Zhong | 0 | 0 | 0 |  |  | Active | [16 empty] | 0
75524 | 13 - VAV-41 - 12752 |  |  | 12752 | T75524 | Air Terminal Unit | Mechanical Equipment | Single Duct Air Terminal | VAV-41 |  | Bethesda | 13 | 1st |  | LobbW10,W11,W12,W13,W15,1343A,1343B | [5 empty] | -1 | 2014-05-19 08:08 | 2014-05-19 08:36 | Leas, Douglas | Qi, Zhong | 0 | 0 | 0 |  |  | Active | [16 empty] | 0
75525 | 13 - VAV-42 - 12753 |  |  | 12753 | T75525 | Air Terminal Unit | Mechanical Equipment | Single Duct Air terminal | VAV-42 |  | Bethesda | 13 | 1st |  | S3 1343C | [5 empty] | 0 | 2014-05-19 08:10 | 2015-10-26 | Leas, Douglas | Qi, Zhong | 0 | 0 | 0 |  |  | Active | [16 empty] | 0
75526 | 13 - VAV-43 - 12754 |  |  | 12754 | T75526 | Air Terminal Unit | Mechanical Equipment | Single Duct Air Terminal | VAV-43 |  | Bethesda | 13 | 1st |  | W7,W8,W9 | [5 empty] | 0 | 2014-05-19 08:12 | 2015-10-26 | Leas, Douglas | Qi, Zhong | 0 | 0 | 0 |  |  | Active | [16 empty] | 0
75527 | 13 - VAV-44 - 12755 |  |  | 12755 | T75527 | Air Terminal Unit | Mechanical Equipment | Single Duct Air Terminal | VAV-44 |  | Bethesda | 13 | 1st |  | S2,S5,W14,W16 | [5 empty] | 0 | 2014-05-19 08:15 | 2015-10-26 | Leas, Douglas | Qi, Zhong | 0 | 0 | 0 |  |  | Active | [16 empty] | 0
75528 | 13 - VAV-45 - 12756 |  |  | 12756 | T75528 | Air Terminal Unit | Mechanical Equipment | Single Duct Air Terminal | VAV-45 |  | Bethesda | 13 | 1st |  | S2,1343D | [5 empty] | -1 | 2014-05-19 08:17 | 2014-05-19 08:37 | Leas, Douglas | Qi, Zhong | 0 | 0 | 0 |  |  | Active | [16 empty] | 0
75529 | 13 - VAV-46 - 12757 |  |  | 12757 | T75529 | Air Terminal Unit | Mechanical Equipment | Single Duct Air Terminal | VAV-46 |  | Bethesda | 13 | 1st |  | W4,W5,W6 | [5 empty] | 0 | 2014-05-19 08:19 | 2015-10-26 | Leas, Douglas | Qi, Zhong | 0 | 0 | 0 |  |  | Active | [16 empty] | 0
75530 | 13 - VAV-47 - 12758 |  |  | 12758 | T75530 | Air Terminal Unit | Mechanical Equipment | Single Duct Air Terminal | VAV-47 |  | Bethesda | 13 | 1st |  | W17,W18,W19 | [5 empty] | 0 | 2014-05-19 08:21 | 2015-10-26 | Leas, Douglas | Qi, Zhong | 0 | 0 | 0 |  |  | Active | [16 empty] | 0
75531 | 13 - VAV-48 - 12759 |  |  | 12759 | T75531 | Air Terminal Unit | Mechanical Equipment | Single Duct Air Terminal | VAV-48 |  | Bethesda | 13 | 1st |  | W17,W18,W19, 1343E | [5 empty] | 0 | 2014-05-19 08:24 | 2015-10-26 | Leas, Douglas | Qi, Zhong | 0 | 0 | 0 |  |  | Active | [16 empty] | 0
75532 | 13 - VAV-50 - 12761 |  |  | 12761 | T75532 | Air Terminal Unit | Mechanical Equipment | Single Duct Air Terminal | VAV-50 |  | Bethesda | 13 | 1st |  | S1,1343E | [5 empty] | 0 | 2014-05-19 08:29 | 2015-10-26 | Leas, Douglas | Qi, Zhong | 0 | 0 | 0 |  |  | Active | [16 empty] | 0
75533 | 13 - VAV-49 - 12760 |  |  | 12760 | T75533 | Air Terminal Unit | Mechanical Equipment | Single Duct Air Terminal | VAV-49 |  | Bethesda | 13 | 1st |  | Break Room ! | [5 empty] | 0 | 2014-05-19 08:43 | 2015-10-26 | Leas, Douglas | Qi, Zhong | 0 | 0 | 0 |  |  | Active | [16 empty] | 0
75534 | 13 - EF-4 - 12762 |  | HQC00565 | 12762 | T75534 | Exhaust Fan | Mechanical Equipment | Exhaust Fan | EF-4 |  | Bethesda | 13 | 1st |  | Bathrooms | [5 empty] | 0 | 2014-05-20 10:03 | 2015-10-26 | Leas, Douglas | Qi, Zhong | 0 | 0 | 0 |  |  | Active | [16 empty] | 0
75535 | 13 - DCS-1 - 12763 |  | HQC90490 | 12763 | T75535 | Dust Collection System | Mechanical Equipment | Collect Equipment Dust | DCS-1 |  | Bethesda | 13 | 1st |  | Shop's RM 1338 | [5 empty] | 0 | 2014-05-20 13:11 | 2015-10-26 | Leas, Douglas | Qi, Zhong | 0 | 0 | 0 |  |  | Active | [16 empty] | 0
75540 | 13 - EF-29 - 12768 |  |  | 12768 | T75540 | Exhaust Fan | Mechanical Equipment | Exhaust to outside | EF-29 |  | Bethesda | 13 | 3rd |  | Roof | [5 empty] | -1 | 2014-07-11 13:09 | 2014-07-11 13:16 | Leas, Douglas | Qi, Zhong | 0 | 0 | 0 |  |  | Active | [16 empty] | 0
75541 | 13 - EF-30 - 12769 |  |  | 12769 | T75541 | Exhaust Fan | Mechanical Equipment | Exhaust to outside | EF-30 |  | Bethesda | 13 | 3rd |  | Roof | [5 empty] | 0 | 2014-07-11 13:14 | 2015-10-26 | Leas, Douglas | Qi, Zhong | 0 | 0 | 0 |  |  | Active | [16 empty] | 0
75839 | 13 - AHU-22 - 13353 |  |  | 13353 | 13353 | Air Handling Unit | Mechanical System | HVAC | AHU-22 | Motor Bushing / Sheave Size for supply fan 3D45SD .Motor Bushing / Sheave Size For Return fan 2BK50 / Motor boar size for the supply fan 1-5/8" / Motor Bore Size for the return fan 1-3/8''.Fan Bushing / sheave Size for the supply fan 3TB38 .Fan Bushing | Bethesda | 13 | 1 |  | Wing: - Room: 1342 | [5 empty] | -1 |  | 2015-06-16 07:40 |  | Qi, Zhong | 0 | 0 | 0 |  |  | Active | [16 empty] | 0
75840 | 13 - UH - 13355 |  |  | 13355 | 13355 | UNIT HEATER | Mechanical System | Building Heat | UH-7 | - | Bethesda | 13 | 1 |  | 1342 | [5 empty] | -1 |  | 2015-06-16 07:40 |  | Chestang, Anthony (NIH/OD/ORF) [E] | 0 | 0 | 0 |  |  | Active | [16 empty] | 0
75841 | 13 - UH - 13356 |  |  | 13356 | 13356 | UNIT HEATER | Mechanical System | Building Heat | UH-8 | - | Bethesda | 13 | 1 |  | 1342 | [5 empty] | -1 |  | 2015-06-16 07:40 |  | Chestang, Anthony (NIH/OD/ORF) [E] | 0 | 0 | 0 |  |  | Active | [16 empty] | 0
75842 | 13 - AHU-21 - 13354 |  |  | 13354 | 13354 | Air Handling Unit | Mechanical System | HVAC | AHU-21 | Motor Bushing / Sheave Size for supply fan 3D45SD .Motor Bushing / Sheave Size For Return fan 2BK50 / Motor boar size for the supply fan 1-5/8" / Motor Bore Size for the return fan 1-3/8''.Fan Bushing / sheave Size for the supply fan 3TB38 .Fan Bushing | Bethesda | 13 | 1 |  | Wing: - Room: 1342 | [5 empty] | -1 |  | 2015-06-16 07:40 |  | Qi, Zhong | 0 | 0 | 0 |  |  | Active | [16 empty] | 0
76145 | 13 - EF-23 - 09099 |  |  | 09099 | 09099 | Exhaust Fan | Mechanical System |  |  | - Removed via Wheeler, Donald on WO#1291576 - Back online via Matt 7/23/2015 - - Removed via Wheeler, Donald on WO#1291576 - Back online via Matt 7/23/2015 | Bethesda | 13 | Roof |  | Over Laundry Area | [5 empty] | 0 | 2016-02-24 14:25 | 2015-07-23 | Qi, Zhong | Qi, Zhong | 0 | 0 | 0 | 2008-08-10 |  | Active | [16 empty] | 0
76146 | 13 - AHU-2 - 09037 |  |  | 09037 | 09037 | Air Handling Unit | Mechanical System | was removed on 6/2/2010 Activated on 1/28/2013 |  |  | Bethesda | 13 | Ground |  | East Platform | [5 empty] | 0 | 2016-02-24 14:25 | 2016-02-24 14:25 | Qi, Zhong | Qi, Zhong | 0 | 0 | 0 | 2008-08-10 |  | Active | [16 empty] | 0
76224 | 13 - EM Power - 10937AST-01001 |  |  | 10937AST-01001 | 10937AST-01001 | Fuel Tank - EM Generator | Electrical Equipment |  |  |  | Bethesda | 13 |  |  | West side of bldg | [5 empty] | 0 | 2016-02-24 14:25 |  | Qi, Zhong | Qi, Zhong | 0 | 0 | 0 | 2012-05-22 |  | Active | [16 empty] | 2
76225 | 13 - EM Power - 03699GBT-01001 |  |  | 03699GBT-01001 | 03699GBT-01001 | Fuel Tank - EM Generator | Electrical Equipment |  |  |  | Bethesda | 13 |  |  | Outside | [5 empty] | 0 | 2016-02-24 14:25 |  | Qi, Zhong | Qi, Zhong | 0 | 0 | 0 | 2012-05-22 |  | Active | [16 empty] | 2
76226 | 13 - EM Power - 03700GBT-01001 |  |  | 03700GBT-01001 | 03700GBT-01001 | Fuel Tank - EM Generator | Electrical Equipment |  |  |  | Bethesda | 13 |  |  | Outside | [5 empty] | 0 | 2016-02-24 14:25 |  | Qi, Zhong | Qi, Zhong | 0 | 0 | 0 | 2012-05-22 |  | Active | [16 empty] | 2
76227 | 13 - EM Power - 05868GBT-01001 |  |  | 05868GBT-01001 | 05868GBT-01001 | Fuel Tank - EM Generator | Electrical Equipment |  |  |  | Bethesda | 13 |  |  | Outside | [5 empty] | 0 | 2016-02-24 14:25 |  | Qi, Zhong | Qi, Zhong | 0 | 0 | 0 | 2012-05-22 |  | Active | [16 empty] | 2
76228 | 13 - EM Power - 06401GBT-01001 |  |  | 06401GBT-01001 | 06401GBT-01001 | Fuel Tank - EM Generator | Electrical Equipment |  |  |  | Bethesda | 13 |  |  | Outside | [5 empty] | 0 | 2016-02-24 14:25 |  | Qi, Zhong | Qi, Zhong | 0 | 0 | 0 | 2012-05-22 |  | Active | [16 empty] | 2
76229 | 13 - EM Power - 05517GBT-01001 |  |  | 05517GBT-01001 | 05517GBT-01001 | Fuel Tank - EM Generator | Electrical Equipment |  |  |  | Bethesda | 13 |  |  | Outside | [5 empty] | 0 | 2016-02-24 14:25 |  | Qi, Zhong | Qi, Zhong | 0 | 0 | 0 | 2012-05-22 |  | Active | [16 empty] | 2
76230 | 13 - EM Power - 10475GBT-01001 |  |  | 10475GBT-01001 | 10475GBT-01001 | Fuel Tank - EM Generator | Electrical Equipment |  |  |  | Bethesda | 13 |  |  | Outside | [5 empty] | 0 | 2016-02-24 14:25 |  | Qi, Zhong | Qi, Zhong | 0 | 0 | 0 | 2012-05-22 |  | Active | [16 empty] | 2
76533 | 13 - EF-1 - 09079 |  |  | 09079 | 09079 | Exhaust Fan | Mechanical System |  |  | deactivated via PM shop - deactivated via PM shop | Bethesda | 13 | Roof |  | East of North Penthouse, Service Room 3E35. | [5 empty] | 0 | 2016-02-24 14:25 | 2015-08-28 | Qi, Zhong | Qi, Zhong | 0 | 0 | 0 | 2008-08-10 |  | Active | [16 empty] | 0
76607 | 13 - EM Power - 05870GBT-01001 |  |  | 05870GBT-01001 | 05870GBT-01001 | Fuel Tank - EM Generator | Electrical Equipment |  |  |  | Bethesda | 13 |  |  | Outside | [5 empty] | 0 | 2016-02-24 14:25 |  | Qi, Zhong | Qi, Zhong | 0 | 0 | 0 | 2012-05-22 |  | Active | [16 empty] | 2
76608 | 13 - EM Power - 06077GBT-01001 |  |  | 06077GBT-01001 | 06077GBT-01001 | Fuel Tank - EM Generator | Electrical Equipment |  |  |  | Bethesda | 13 |  |  | Outside | [5 empty] | 0 | 2016-02-24 14:25 |  | Qi, Zhong | Qi, Zhong | 0 | 0 | 0 | 2012-05-22 |  | Active | [16 empty] | 2
76609 | 13 - EM Power - 09960GBT-01001 |  |  | 09960GBT-01001 | 09960GBT-01001 | Fuel Tank - EM Generator | Electrical Equipment |  |  |  | Bethesda | 13 |  |  | Outside | [5 empty] | 0 | 2016-02-24 14:25 |  | Qi, Zhong | Qi, Zhong | 0 | 0 | 0 | 2012-05-22 |  | Active | [16 empty] | 2
76637 | 13 - EM Power - 03699GEN-01001 |  |  | 03699GEN-01001 | 03699GEN-01001 | Emergency Generator Portable | Electrical Equipment |  |  |  | Bethesda | 13 |  |  | Outside | [5 empty] | 0 | 2016-02-24 14:25 |  | Qi, Zhong | Qi, Zhong | 0 | 0 | 0 | 2012-05-22 |  | Active | [16 empty] | 2
76638 | 13 - EM Power - 03700GEN-01001 |  |  | 03700GEN-01001 | 03700GEN-01001 | Emergency Generator Portable | Electrical Equipment |  |  |  | Bethesda | 13 |  |  | Outside | [5 empty] | 0 | 2016-02-24 14:25 |  | Qi, Zhong | Qi, Zhong | 0 | 0 | 0 | 2012-05-22 |  | Active | [16 empty] | 2
76639 | 13 - EM Power - 05868GEN-01001 |  |  | 05868GEN-01001 | 05868GEN-01001 | Emergency Generator Portable | Electrical Equipment |  |  |  | Bethesda | 13 |  |  | Outside | [5 empty] | 0 | 2016-02-24 14:25 |  | Qi, Zhong | Qi, Zhong | 0 | 0 | 0 | 2012-05-22 |  | Active | [16 empty] | 2
76640 | 13 - EM Power - 05870GEN-01001 |  |  | 05870GEN-01001 | 05870GEN-01001 | Emergency Generator Portable | Electrical Equipment |  |  |  | Bethesda | 13 |  |  | Outside | [5 empty] | 0 | 2016-02-24 14:25 |  | Qi, Zhong | Qi, Zhong | 0 | 0 | 0 | 2012-05-22 |  | Active | [16 empty] | 2
76641 | 13 - EM Power - 06077GEN-01001 |  |  | 06077GEN-01001 | 06077GEN-01001 | Emergency Generator Portable | Electrical Equipment |  |  |  | Bethesda | 13 |  |  | Outside | [5 empty] | 0 | 2016-02-24 14:25 |  | Qi, Zhong | Qi, Zhong | 0 | 0 | 0 | 2012-05-22 |  | Active | [16 empty] | 2
76642 | 13 - EM Power - 06401GEN-01001 |  |  | 06401GEN-01001 | 06401GEN-01001 | Emergency Generator Portable | Electrical Equipment |  |  |  | Bethesda | 13 |  |  | Outside | [5 empty] | 0 | 2016-02-24 14:25 |  | Qi, Zhong | Qi, Zhong | 0 | 0 | 0 | 2012-05-22 |  | Active | [16 empty] | 2
76643 | 13 - EM Power - 05517GEN-01001 |  |  | 05517GEN-01001 | 05517GEN-01001 | Emergency Generator Portable | Electrical Equipment |  |  |  | Bethesda | 13 |  |  | Outside | [5 empty] | 0 | 2016-02-24 14:25 |  | Qi, Zhong | Qi, Zhong | 0 | 0 | 0 | 2012-05-22 |  | Active | [16 empty] | 2
76644 | 13 - EM Power - 09960GEN-01001 |  |  | 09960GEN-01001 | 09960GEN-01001 | Emergency Generator Portable | Electrical Equipment |  |  |  | Bethesda | 13 |  |  | Outside | [5 empty] | 0 | 2016-02-24 14:25 |  | Qi, Zhong | Qi, Zhong | 0 | 0 | 0 | 2012-05-22 |  | Active | [16 empty] | 2
76680 | 13 - Steam Trap - 11902Trap1317 |  |  | 11902Trap1317 | 11902Trap1317 | Steam Trap | Mechanical Equipment |  |  |  | Bethesda | 13 |  |  | NORTH PENTHOUSE (FAN RM.) | B-3 |  |  | SSI |  | 0 | 2016-02-24 14:25 |  | Qi, Zhong | Qi, Zhong | 0 | 0 | 0 | 2012-04-18 |  | Active | [16 empty] | 0
76681 | 13 - Steam Trap - 11902Trap1326 |  |  | 11902Trap1326 | 11902Trap1326 | Steam Trap | Mechanical Equipment |  |  |  | Bethesda | 13 |  |  | NORTH PENTHOUSE (FAN RM.) | 811-15 |  |  | Arm |  | 0 | 2016-02-24 14:25 |  | Qi, Zhong | Qi, Zhong | 0 | 0 | 0 | 2012-04-18 |  | Active | [16 empty] | 0
76682 | 13 - Steam Trap - 11902Trap1315 |  |  | 11902Trap1315 | 11902Trap1315 | Steam Trap | Mechanical Equipment |  |  |  | Bethesda | 13 |  |  | NORTH SUB-BSMT. | 811-200 |  |  | Arm |  | 0 | 2016-02-24 14:25 |  | Qi, Zhong | Qi, Zhong | 0 | 0 | 0 | 2012-04-18 |  | Active | [16 empty] | 0
76699 | 13 - EM Power - 10937ATS-01001 |  |  | 10937ATS-01001 | 10937ATS-01001 | ATS - EM Generator | Electrical Equipment |  |  |  | Bethesda | 13 |  |  | Mechanical Room | [5 empty] | 0 | 2016-02-24 14:25 |  | Qi, Zhong | Qi, Zhong | 0 | 0 | 0 | 2012-05-22 |  | Active | [16 empty] | 2
76842 | 13 - BMU13PNL35 - BAS-192-168-85-172 |  |  | BAS-192-168-85-172 | BAS-192-168-85-172 |  | BAS-Panel | POC: Tom Zukas; POC Phone: 301-837-2640 |  | - | Bethesda | 13 | PH |  | NORTH PH |  |  |  | Siemens |  | 0 | 2016-02-24 14:25 |  | Qi, Zhong | Qi, Zhong | 0 | 0 | 0 | 2015-04-20 |  | Active | [16 empty] | 0
76843 | 13 - BMU13PNL36 - BAS-192-168-85-173 |  |  | BAS-192-168-85-173 | BAS-192-168-85-173 |  | BAS-Panel | POC: Tom Zukas; POC Phone: 301-837-2640 |  | - | Bethesda | 13 | PH |  | NORTH PH |  |  |  | Siemens |  | 0 | 2016-02-24 14:25 |  | Qi, Zhong | Qi, Zhong | 0 | 0 | 0 | 2015-04-20 |  | Active | [16 empty] | 0
76844 | 13 - BMU13PNL37 - BAS-192-168-85-174 |  |  | BAS-192-168-85-174 | BAS-192-168-85-174 |  | BAS-Panel | POC: Tom Zukas; POC Phone: 301-837-2640 |  | - | Bethesda | 13 | PH |  | NORTH PH |  |  |  | Siemens |  | 0 | 2016-02-24 14:25 |  | Qi, Zhong | Qi, Zhong | 0 | 0 | 0 | 2015-04-20 |  | Active | [16 empty] | 0
76845 | 13 - BMU13PNL39 - BAS-192-168-85-176 |  |  | BAS-192-168-85-176 | BAS-192-168-85-176 |  | BAS-Panel | POC: Tom Zukas; POC Phone: 301-837-2640 |  | - | Bethesda | 13 | PH |  | NORTH PH |  |  |  | Siemens |  | 0 | 2016-02-24 14:25 |  | Qi, Zhong | Qi, Zhong | 0 | 0 | 0 | 2015-04-20 |  | Active | [16 empty] | 0
76846 | 13 - ORF-BAS13-10 - BAS-192-168-84-69 |  |  | BAS-192-168-84-69 | BAS-192-168-84-69 |  | BAS-Workstation | POC: Tom Zukas; POC Phone: 301-837-2640 |  | In Christian Elenes office. - In Christian Elenes office. | Bethesda | 13 | B1 |  | B1S18B |  |  | 2014-11-18 | Siemens |  | 0 | 2016-02-24 14:25 |  | Qi, Zhong | Qi, Zhong | 0 | 0 | 0 | 2015-04-20 |  | Active | [16 empty] | 0
76847 | 13 - ORF-BAS13-BSL - BAS-192-168-85-155 |  |  | BAS-192-168-85-155 | BAS-192-168-85-155 |  | BAS-Workstation | POC: Tom Zukas; POC Phone: 301-837-2640 |  | - | Bethesda | 13 | B1 |  | B1S18J |  |  | 2013-06-12 09:00 | Siemens |  | 0 | 2016-02-24 14:25 |  | Qi, Zhong | Qi, Zhong | 0 | 0 | 0 | 2015-04-20 |  | Active | [16 empty] | 0
76848 | 13 - ORF-BAS13-1 - BAS-192-168-85-159 |  |  | BAS-192-168-85-159 | BAS-192-168-85-159 |  | BAS-Workstation | POC: Tom Zukas; POC Phone: 301-837-2640 |  | - | Bethesda | 13 | B1 |  | B1S18J |  |  | 2013-05-30 12:00 | Siemens |  | 0 | 2016-02-24 14:25 |  | Qi, Zhong | Qi, Zhong | 0 | 0 | 0 | 2015-04-20 |  | Active | [16 empty] | 0
76849 | 13 - ORF-BAS-SPARE3 - BAS-192-168-84-105 |  |  | BAS-192-168-84-105 | BAS-192-168-84-105 |  | BAS-Workstation | POC: Tom Zukas; POC Phone: 301-837-2640 |  | - | Bethesda | 13 | B1 |  | B1S18C |  |  | 2013-05-29 12:00 | Siemens |  | 0 | 2016-02-24 14:25 |  | Qi, Zhong | Qi, Zhong | 0 | 0 | 0 | 2015-04-20 |  | Active | [16 empty] | 0
76850 | 13 - BMU13PNL28 - BAS-192-168-85-150 |  |  | BAS-192-168-85-150 | BAS-192-168-85-150 |  | BAS-Panel | POC: Tom Zukas; POC Phone: 301-837-2640 |  | - | Bethesda | 13 | PH |  | SOUTH PH |  |  |  | Siemens |  | 0 | 2016-02-24 14:25 |  | Qi, Zhong | Qi, Zhong | 0 | 0 | 0 | 2015-04-20 |  | Active | [16 empty] | 0
76851 | 13 - ORF-BAS13TV-2 - BAS-192-168-84-42 |  |  | BAS-192-168-84-42 | BAS-192-168-84-42 |  | BAS-Workstation | POC: Tom Zukas; POC Phone: 301-837-2640 |  | - | Bethesda | 13 | 1 |  | 1416 |  |  | 2013-07-16 09:00 | Siemens |  | 0 | 2016-02-24 14:25 |  | Qi, Zhong | Qi, Zhong | 0 | 0 | 0 | 2015-04-20 |  | Active | [16 empty] | 0
76852 | 13 - BMU13PNL18 - BAS-192-168-85-167 |  |  | BAS-192-168-85-167 | BAS-192-168-85-167 |  | BAS-Panel | POC: Tom Zukas; POC Phone: 301-837-2640 |  | - | Bethesda | 13 | 1 |  | 1416 |  |  |  | Siemens |  | 0 | 2016-02-24 14:25 |  | Qi, Zhong | Qi, Zhong | 0 | 0 | 0 | 2015-04-20 |  | Active | [16 empty] | 0
76853 | 13 - BMU13PNL17 - BAS-192-168-85-180 |  |  | BAS-192-168-85-180 | BAS-192-168-85-180 |  | BAS-Panel | POC: Tom Zukas; POC Phone: 301-837-2640 |  | - | Bethesda | 13 | 1 |  | 1329 |  |  |  | Siemens |  | 0 | 2016-02-24 14:25 |  | Qi, Zhong | Qi, Zhong | 0 | 0 | 0 | 2015-04-20 |  | Active | [16 empty] | 0
76854 | 13 - ORF-BAS13-211 - BAS-192-168-84-104 |  |  | BAS-192-168-84-104 | BAS-192-168-84-104 |  | BAS-Workstation | POC: Tom Zukas; POC Phone: 301-837-2640 |  | - | Bethesda | 13 | 2 |  | 211 Cubicle |  |  | 2013-05-29 09:00 | Siemens |  | 0 | 2016-02-24 14:25 |  | Qi, Zhong | Qi, Zhong | 0 | 0 | 0 | 2015-04-20 |  | Active | [16 empty] | 0
76855 | 13 - BMU13PNL29 - BAS-192-168-85-151 |  |  | BAS-192-168-85-151 | BAS-192-168-85-151 |  | BAS-Panel | POC: Tom Zukas; POC Phone: 301-837-2640 |  | - | Bethesda | 13 | 0G |  | G902 |  |  |  | Siemens |  | 0 | 2016-02-24 14:25 |  | Qi, Zhong | Qi, Zhong | 0 | 0 | 0 | 2015-04-20 |  | Active | [16 empty] | 0
77068 | 13 - EM Power - 10937GEN-01001 |  |  | 10937GEN-01001 | 10937GEN-01001 | Emergency Generator | Electrical Equipment |  |  |  | Bethesda | 13 |  |  | West side of bldg | [5 empty] | 0 | 2016-02-24 14:25 |  | Qi, Zhong | Qi, Zhong | 0 | 0 | 0 | 2012-05-22 |  | Active | [16 empty] | 2
77069 | 13 - EM Power - 10475GEN-01001 |  |  | 10475GEN-01001 | 10475GEN-01001 | Emergency Generator Portable | Electrical Equipment |  |  |  | Bethesda | 13 |  |  | Outside | [5 empty] | 0 | 2016-02-24 14:25 |  | Qi, Zhong | Qi, Zhong | 0 | 0 | 0 | 2012-05-22 |  | Active | [16 empty] | 2
77079 | 13 - Steam Trap - 11902Trap1324 |  |  | 11902Trap1324 | 11902Trap1324 | Steam Trap | Mechanical Equipment |  |  |  | Bethesda | 13 |  |  | NORTH PENTHOUSE (FAN RM.) | 811-15 |  |  | Arm |  | 0 | 2016-02-24 14:25 |  | Qi, Zhong | Qi, Zhong | 0 | 0 | 0 | 2012-04-18 |  | Active | [16 empty] | 0
77080 | 13 - Steam Trap - 11902Trap1316 |  |  | 11902Trap1316 | 11902Trap1316 | Steam Trap | Mechanical Equipment |  |  |  | Bethesda | 13 |  |  | NORTH SUB-BSMT. | UTD52L |  |  | SSI |  | 0 | 2016-02-24 14:25 |  | Qi, Zhong | Qi, Zhong | 0 | 0 | 0 | 2012-04-18 |  | Active | [16 empty] | 0
77081 | 13 - Steam Trap - 11902Trap1327 |  |  | 11902Trap1327 | 11902Trap1327 | Steam Trap | Mechanical Equipment |  |  |  | Bethesda | 13 |  |  | SOUTH PENTHOUSE | 811-200 |  |  | Arm |  | 0 | 2016-02-24 14:25 |  | Qi, Zhong | Qi, Zhong | 0 | 0 | 0 | 2012-04-18 |  | Active | [16 empty] | 0
77219 | 13 - BMU13PNL41 - BAS-192-168-84-110 |  |  | BAS-192-168-84-110 | BAS-192-168-84-110 |  | BAS-Panel | POC: Tom Zukas; POC Phone: 301-837-2640 |  | - | Bethesda | 13 | 3rd |  | Hallway Across from Room 3E41 |  |  | 2014-04-28 | Siemens |  | 0 | 2016-02-24 14:25 |  | Qi, Zhong | Qi, Zhong | 0 | 0 | 0 | 2015-04-20 |  | Active | [16 empty] | 0
77220 | 13 - BMU13PNL27 - BAS-192-168-85-149 |  |  | BAS-192-168-85-149 | BAS-192-168-85-149 |  | BAS-Panel | POC: Tom Zukas; POC Phone: 301-837-2640 |  | - | Bethesda | 13 | PH |  | NORTH PH |  |  |  | Siemens |  | 0 | 2016-02-24 14:25 |  | Qi, Zhong | Qi, Zhong | 0 | 0 | 0 | 2015-04-20 |  | Active | [16 empty] | 0
77221 | 13 - BMU13PNL34 - BAS-192-168-85-171 |  |  | BAS-192-168-85-171 | BAS-192-168-85-171 |  | BAS-Panel | POC: Tom Zukas; POC Phone: 301-837-2640 |  | - | Bethesda | 13 | PH |  | NORTH PH |  |  |  | Siemens |  | 0 | 2016-02-24 14:25 |  | Qi, Zhong | Qi, Zhong | 0 | 0 | 0 | 2015-04-20 |  | Active | [16 empty] | 0
77222 | 13 - BMU13PNL38 - BAS-192-168-85-175 |  |  | BAS-192-168-85-175 | BAS-192-168-85-175 |  | BAS-Panel | POC: Tom Zukas; POC Phone: 301-837-2640 |  | - | Bethesda | 13 | PH |  | NORTH PH |  |  |  | Siemens |  | 0 | 2016-02-24 14:25 |  | Qi, Zhong | Qi, Zhong | 0 | 0 | 0 | 2015-04-20 |  | Active | [16 empty] | 0
77223 | 13 - ORF-BAS13-6 - BAS-192-168-84-59 |  |  | BAS-192-168-84-59 | BAS-192-168-84-59 |  | BAS-Workstation | POC: Tom Zukas; POC Phone: 301-837-2640 |  | - | Bethesda | 13 | B1 |  | B1S18J |  |  | 2013-09-06 | Siemens |  | 0 | 2016-02-24 14:25 |  | Qi, Zhong | Qi, Zhong | 0 | 0 | 0 | 2015-04-20 |  | Active | [16 empty] | 0
77224 | 13 - ORF-BAS13TV-1 - BAS-192-168-84-55 |  |  | BAS-192-168-84-55 | BAS-192-168-84-55 |  | BAS-Workstation | POC: Tom Zukas; POC Phone: 301-837-2640 |  | - | Bethesda | 13 | B1 |  | B1S18H |  |  | 2013-08-07 | Siemens |  | 0 | 2016-02-24 14:25 |  | Qi, Zhong | Qi, Zhong | 0 | 0 | 0 | 2015-04-20 |  | Active | [16 empty] | 0
77225 | 13 - BMU13PNL48 - BAS-192-168-84-58 |  |  | BAS-192-168-84-58 | BAS-192-168-84-58 |  | BAS-Panel | POC: Tom Zukas; POC Phone: 301-837-2640 |  | - | Bethesda | 13 | 0G |  | G956 (across from room) |  |  | 2013-07-08 | Siemens |  | 0 | 2016-02-24 14:25 |  | Qi, Zhong | Qi, Zhong | 0 | 0 | 0 | 2015-04-20 |  | Active | [16 empty] | 0
77226 | 13 - ORF-BAS13-BSL33 - BAS-192-168-75-7 |  |  | BAS-192-168-75-7 | BAS-192-168-75-7 |  | BAS-Workstation | POC: Tom Zukas; POC Phone: 301-837-2640 |  | - | Bethesda | 13 | B1 |  | B1S18J |  |  | 2013-06-12 10:30 | Siemens |  | 0 | 2016-02-24 14:25 |  | Qi, Zhong | Qi, Zhong | 0 | 0 | 0 | 2015-04-20 |  | Active | [16 empty] | 0
77227 | 13 - ORF-BAS13-AFEM - BAS-192-168-85-168 |  |  | BAS-192-168-85-168 | BAS-192-168-85-168 |  | BAS-Workstation | POC: Tom Zukas; POC Phone: 301-837-2640 |  | - | Bethesda | 13 | B1 |  | B1S18J |  |  | 2013-06-11 12:00 | Siemens |  | 0 | 2016-02-24 14:25 |  | Qi, Zhong | Qi, Zhong | 0 | 0 | 0 | 2015-04-20 |  | Active | [16 empty] | 0
77228 | 13 - ORF-BAS13-2 - BAS-192-168-85-158 |  |  | BAS-192-168-85-158 | BAS-192-168-85-158 |  | BAS-Workstation | POC: Tom Zukas; POC Phone: 301-837-2640 |  | - | Bethesda | 13 | B1 |  | B1S18J |  |  | 2013-05-31 09:00 | Siemens |  | 0 | 2016-02-24 14:25 |  | Qi, Zhong | Qi, Zhong | 0 | 0 | 0 | 2015-04-20 |  | Active | [16 empty] | 0
77229 | 13 - ORF-BAS13-5 - BAS-192-168-85-179 |  |  | BAS-192-168-85-179 | BAS-192-168-85-179 |  | BAS-Workstation | POC: Tom Zukas; POC Phone: 301-837-2640 |  | - | Bethesda | 13 | B1 |  | B1S18C |  |  | 2013-05-30 09:00 | Siemens |  | 0 | 2016-02-24 14:25 |  | Qi, Zhong | Qi, Zhong | 0 | 0 | 0 | 2015-04-20 |  | Active | [16 empty] | 0
77230 | 13 - CRC-OWS-7 - BAS-192-168-19-192 |  |  | BAS-192-168-19-192 | BAS-192-168-19-192 |  | BAS-Workstation | POC: Mark Thomas; POC Phone: 301-467-9651 |  | - | Bethesda | 13 | B1 |  | B1S18J |  |  | 2012-06-27 | JCI |  | 0 | 2016-02-24 14:25 |  | Qi, Zhong | Qi, Zhong | 0 | 0 | 0 | 2015-04-20 |  | Active | [16 empty] | 0
77231 | 13 - BMU13PNL19 - BAS-192-168-85-146 |  |  | BAS-192-168-85-146 | BAS-192-168-85-146 |  | BAS-Panel | POC: Tom Zukas; POC Phone: 301-837-2640 |  | - | Bethesda | 13 | 1 |  | 13S 1S80 MER |  |  |  | Siemens |  | 0 | 2016-02-24 14:25 |  | Qi, Zhong | Qi, Zhong | 0 | 0 | 0 | 2015-04-20 |  | Active | [16 empty] | 0
77232 | 13 - BMU13PNL32 - BAS-192-168-85-153 |  |  | BAS-192-168-85-153 | BAS-192-168-85-153 |  | BAS-Panel | POC: Tom Zukas; POC Phone: 301-837-2640 |  | - | Bethesda | 13 | 2 |  | 2ND FLR MEC 286 |  |  |  | Siemens |  | 0 | 2016-02-24 14:25 |  | Qi, Zhong | Qi, Zhong | 0 | 0 | 0 | 2015-04-20 |  | Active | [16 empty] | 0
77233 | 13 - BMU13PNL33 - BAS-192-168-85-154 |  |  | BAS-192-168-85-154 | BAS-192-168-85-154 |  | BAS-Panel | POC: Tom Zukas; POC Phone: 301-837-2640 |  | - | Bethesda | 13 | 3 |  | Hallway across from 3E41 |  |  |  | Siemens |  | 0 | 2016-02-24 14:25 |  | Qi, Zhong | Qi, Zhong | 0 | 0 | 0 | 2015-04-20 |  | Active | [16 empty] | 0
77234 | 13 - ORF-BAS13-8 - BAS-192-168-85-208 |  |  | BAS-192-168-85-208 | BAS-192-168-85-208 |  | BAS-Workstation | POC: Tom Zukas; POC Phone: 301-837-2640 |  | - | Bethesda | 13 | 1 |  | 1341.13 |  |  | 2013-06-17 13:30 | Siemens |  | 0 | 2016-02-24 14:25 |  | Qi, Zhong | Qi, Zhong | 0 | 0 | 0 | 2015-04-20 |  | Active | [16 empty] | 0
77235 | 13 - ORF-BAS13-1416 - BAS-192-168-84-103 |  |  | BAS-192-168-84-103 | BAS-192-168-84-103 |  | BAS-Workstation | POC: Tom Zukas; POC Phone: 301-837-2640 |  | The computer is in front of Donna Phillip's office. - The computer is in front of Donna Phillip's office. | Bethesda | 13 | 1 |  | 1416 |  |  | 2013-05-28 12:00 | Siemens |  | 0 | 2016-02-24 14:25 |  | Qi, Zhong | Qi, Zhong | 0 | 0 | 0 | 2015-04-20 |  | Active | [16 empty] | 0
77236 | 13 - BMU13PNL26 - BAS-192-168-84-241 |  |  | BAS-192-168-84-241 | BAS-192-168-84-241 |  | BAS-Panel | POC: Tom Zukas; POC Phone: 301-837-2640 |  | - | Bethesda | 13 | UNKNOWN |  | Mech Room 1 |  |  | 2013-03-13 | Siemens |  | 0 | 2016-02-24 14:25 |  | Qi, Zhong | Qi, Zhong | 0 | 0 | 0 | 2015-04-20 |  | Active | [16 empty] | 0
77237 | 13 - BMU13PNL40 - BAS-192-168-84-30 |  |  | BAS-192-168-84-30 | BAS-192-168-84-30 |  | BAS-Panel | POC: Tom Zukas; POC Phone: 301-837-2640 |  | - | Bethesda | 13 | 0G |  | Basement Mechanical Room (G-800 Area) |  |  | 2012-10-17 | Siemens |  | 0 | 2016-02-24 14:25 |  | Qi, Zhong | Qi, Zhong | 0 | 0 | 0 | 2015-04-20 |  | Active | [16 empty] | 0
77238 | 13 - BMU13PNL16 - BAS-192-168-84-27 |  |  | BAS-192-168-84-27 | BAS-192-168-84-27 |  | BAS-Panel | POC: Tom Zukas; POC Phone: 301-837-2640 |  | - | Bethesda | 13 | 1 |  | 13180 MER |  |  | 2012-08-21 | Siemens |  | 0 | 2016-02-24 14:25 |  | Qi, Zhong | Qi, Zhong | 0 | 0 | 0 | 2015-04-20 |  | Active | [16 empty] | 0
77239 | 13 - BMU13PNL30 - BAS-192-168-85-152 |  |  | BAS-192-168-85-152 | BAS-192-168-85-152 |  | BAS-Panel | POC: Tom Zukas; POC Phone: 301-837-2640 |  | Under the B12 group - Under the B12 group | Bethesda | 13 | 0G |  | G800 MECH ROOM |  |  |  | Siemens |  | 0 | 2016-02-24 14:25 |  | Qi, Zhong | Qi, Zhong | 0 | 0 | 0 | 2015-04-20 |  | Active | [16 empty] | 0
77240 | 13 - BMU13PNL20 - BAS-192-168-85-147 |  |  | BAS-192-168-85-147 | BAS-192-168-85-147 |  | BAS-Panel | POC: Tom Zukas; POC Phone: 301-837-2640 |  | - | Bethesda | 13 | PH |  | NOEAST PH MER |  |  |  | Siemens |  | 0 | 2016-02-24 14:25 |  | Qi, Zhong | Qi, Zhong | 0 | 0 | 0 | 2015-04-20 |  | Active | [16 empty] | 0
77241 | 13 - ORF-BAS13-9 - BAS-192-168-84-57 |  |  | BAS-192-168-84-57 | BAS-192-168-84-57 |  | BAS-Workstation | POC: Tom Zukas; POC Phone: 301-837-2640 |  | This laptop is located in Dean Gelinas office. - This laptop is located in Dean Gelinas office. | Bethesda | 13 | 1 |  | 1343.17 |  |  | 2014-05-12 | Siemens |  | 0 | 2016-02-24 14:25 |  | Qi, Zhong | Qi, Zhong | 0 | 0 | 0 | 2015-04-20 |  | Active | [16 empty] | 0
77242 | 13 - ORF-BAS13-7 - BAS-192-168-85-181 |  |  | BAS-192-168-85-181 | BAS-192-168-85-181 |  | BAS-Workstation | POC: Tom Zukas; POC Phone: 301-837-2640 |  | - | Bethesda | 13 | 1 |  | 1343.20 (Conference Room) |  |  | 2013-05-11 12:00 | Siemens |  | 0 | 2016-02-24 14:25 |  | Qi, Zhong | Qi, Zhong | 0 | 0 | 0 | 2015-04-20 |  | Active | [16 empty] | 0
77594 | 13 - Emergency Shower - 13460 |  |  | 13460 | 13460 | Emergency Shower | Emergency Plumbing Fixtures | Inventory by 7/24/2015 |  |  | Bethesda | 13 | [8 empty] | 0 | 2016-02-24 14:26 | 2015-07-24 | Qi, Zhong | Qi, Zhong | 0 | 0 | 0 | 2015-07-24 |  | Active | [16 empty] | 0
77595 | 13 - Emergency Shower - 13461 |  |  | 13461 | 13461 | Emergency Shower | Emergency Plumbing Fixtures | Inventory by 7/24/2015 |  |  | Bethesda | 13 | [8 empty] | 0 | 2016-02-24 14:26 | 2015-07-24 | Qi, Zhong | Qi, Zhong | 0 | 0 | 0 | 2015-07-24 |  | Active | [16 empty] | 0
77596 | 13 - Emergency Shower - 13463 |  |  | 13463 | 13463 | Emergency Shower | Emergency Plumbing Fixtures | Inventory by 7/24/2015 |  |  | Bethesda | 13 | [8 empty] | 0 | 2016-02-24 14:26 | 2015-07-24 | Qi, Zhong | Qi, Zhong | 0 | 0 | 0 | 2015-07-24 |  | Active | [16 empty] | 0
78004 | 13 - Emergency Shower - 13462 |  |  | 13462 | 13462 | Emergency Shower | Emergency Plumbing Fixtures | Inventory by 7/24/2015 |  |  | Bethesda | 13 | [8 empty] | 0 | 2016-02-24 14:26 | 2015-07-24 | Qi, Zhong | Qi, Zhong | 0 | 0 | 0 | 2015-07-24 |  | Active | [16 empty] | 0
78374 | 13 - AHU - 14015 |  |  | 14015 | 14015 | Air Handling Unit | Mechanical System |  |  |  | Bethesda | 13 | 1 |  | FLOOR 1 ROOM 1415 NEXT TO WINDOW | [5 empty] | 0 | 2016-02-24 14:25 | 2016-02-24 14:25 | Qi, Zhong | Qi, Zhong | 0 | 0 | 0 |  |  | Active | [16 empty] | 0

## invEquipment
ID | EquipmentName | EquipmentNameTemp | ParentFacility# | EquipmentFacility# | EquipmentSystem | EquipmentGroup | EquipmentID | Location | TypeorUse | Manufacturer | Model | SerialNo | Size | InstallDate | Capacity | CapacityHeadTest | FuelRefrigeration | MotorManufacturer | HP | MotorType | MotorSerialNo | MotorInstallDate | MotorModel | Frame | RPM | Voltage | Amperes | PhaseCycle | BSLClassification | TJCValue | PMSchedule | Status | EquipmentSerialNo | ModifiedDate | ModifiedBy
7 |  |  | 14015 | 14015MTRF00001 | Motor Fan | Mechnical Equipment | MTRF00001 | FLOOR 1 ROOM 1415 NEXT TO WINDOW | HVAC | WESTINGHOUSE | 123678 | MG345SD12 | 5 TON | 2011-05-04 | 200CFM |  |  | WESTINHOUSE | 5 |  | 1233454 | 2011-05-02 |  | SD345 | 1800 | 220 | 3.2 | 3 |  |  |  | Active | 1 | 2011-05-17 15:24 | Qi, Zhong
8 |  |  | 14015 | 14015FAN00001 | Fan | Mechnical Equipment | FAN00001 | FLOOR 1 ROOM 1415 NEXT TO WINDOW | HVAC | STERLING | 345SD123 | HJ7645 | 5 TON | 2011-05-15 | [7 empty] | 2011-05-02 | [9 empty] | Active | 2 | 2011-05-17 15:24 | Qi, Zhong
27634 | 13 - REHEAT - 04010CPAN00001 |  | 04010 | 04010CPAN00001 | Control Panel | Mechanical Equipment | 04010CPAN00001 | 13/1st Fl S. Mech Rm |  | GE Control | [21 empty] | Active | 2 | 2011-11-08 01:35 | Qi, Zhong
27635 | 13 - AHU-5 - 09059HUMDFR00002 |  | 09059 | 09059HUMDFR00002 | Humidifier | Mechanical Equipment | 09059HUMDFR00002 | 13/2nd Fl Rm 286 | Steam | Pure Humdifer | 50 Mult | [20 empty] | Active | 7 | 2011-11-08 01:35 | Qi, Zhong
27636 | 13 - AHU-13 - 02200HUMDFR00001 |  | 02200 | 02200HUMDFR00001 | Humidifier | Mechanical Equipment | 02200HUMDFR00001 | 13/4th Fl. South PH | Steam | Dri Steam | DM-7-60 | 1119871-01-01 | [19 empty] | Active | 6 | 2011-11-08 01:35 | Qi, Zhong
27637 | 13 - AHU-5 - 09059HUMDFR00001 |  | 09059 | 09059HUMDFR00001 | Humidifier | Mechanical Equipment | 09059HUMDFR00001 | 13/2nd Fl Rm 286 |  | Pure | 50-Mult | [20 empty] | Active | 6 | 2011-11-08 01:35 | Qi, Zhong
27638 | 13 - SF-1 - 03517HUMDFR00001 |  | 03517 | 03517HUMDFR00001 | Humidifier | Mechanical Equipment | 03517HUMDFR00001 | 13/4th Fl. S. Penthouse | Steam | Armsrong | [21 empty] | Active | 5 | 2011-11-08 01:35 | Qi, Zhong
27639 | 13 - ROLLUP - 09095MTR00001 |  | 09095 | 09095MTR00001 | Motor | Mechanical Equipment | 09095MTR00001 | 13/Gr Fl Main Tunnel |  | Doerr | 69816DH763 | [20 empty] | Active | 2 | 2011-11-08 01:35 | Qi, Zhong
27640 | 13 - ROLLUP - 08712MTR00001 |  | 08712 | 08712MTR00001 | Motor | Mechanical Equipment | 08712MTR00001 | 13/1st Fl Platform "E" |  | Baldor Electric | Spec# - 34M27-2856G1 | [20 empty] | Active | 2 | 2011-11-08 01:35 | Qi, Zhong
27641 | 13 - ROLLUP - 08714MTR00001 |  | 08714 | 08714MTR00001 | Motor | Mechanical Equipment | 08714MTR00001 | 13/b1 Paint Storage |  | Marathon Electric | 6VA6C17D1157FP | [20 empty] | Active | 2 | 2011-11-08 01:35 | Qi, Zhong
27642 | 13 - ROLLUP - 09094MTR00001 |  | 09094 | 09094MTR00001 | Motor | Mechanical Equipment | 09094MTR00001 | 13/Platform "C" |  | Doerr Electric Corp. | 201296L834 | [20 empty] | Active | 2 | 2011-11-08 01:35 | Qi, Zhong
27643 | 13 - EF-5 - 09081MTRF00001 |  | 09081 | 09081MTRF00001 | Motor Fan | Mechanical Equipment | 09081MTRF00001 | 13/Roof | [23 empty] | Active | 2 | 2011-11-08 01:35 | Qi, Zhong
27644 | 13 - EF-20 - 09096MTRF00001 |  | 09096 | 09096MTRF00001 | Motor Fan | Mechanical Equipment | 09096MTRF00001 | 13/Roof | [23 empty] | Active | 2 | 2011-11-08 01:35 | Qi, Zhong
27645 | 13 - AHU-1 - 09062MTRF00001 |  | 09062 | 09062MTRF00001 | Motor Fan | Mechanical Equipment | 09062MTRF00001 | 13/1st Fl. S.Mech Rm 1E-82 |  | BALDOR | EM253TT-8 | Z0103190203 | [19 empty] | Active | 5 | 2011-11-08 01:35 | Qi, Zhong
27646 | 13 - EF-19 - 09093MTRF00001 |  | 09093 | 09093MTRF00001 | Motor Fan | Mechanical Equipment | 09093MTRF00001 | 13/Roof | [23 empty] | Active | 2 | 2011-11-08 01:35 | Qi, Zhong
27647 | 13 - EF-27 - 09103MTRF00001 |  | 09103 | 09103MTRF00001 | Motor Fan | Mechanical Equipment | 09103MTRF00001 | 13/Roof | [23 empty] | Active | 2 | 2011-11-08 01:35 | Qi, Zhong
27648 | 13 - EF-2 - 09063MTRF00001 |  | 09063 | 09063MTRF00001 | Motor Fan | Mechanical Equipment | 09063MTRF00001 | 13/1E-82 S. Mech Rm | [23 empty] | Active | 3 | 2011-11-08 01:35 | Qi, Zhong
27649 | 13 - EF-9 - 09085MTRF00001 |  | 09085 | 09085MTRF00001 | Motor Fan | Mechanical Equipment | 09085MTRF00001 | 13/Roof | [23 empty] | Active | 2 | 2011-11-08 01:35 | Qi, Zhong
27650 | 13 - ROLLUP - 08714OPER00001 |  | 08714 | 08714OPER00001 | Operator (Rollup Door) | Mechanical Equipment | 08714OPER00001 | 13/B1 Paint Storage | [23 empty] | Active | 3 | 2011-11-08 01:35 | Qi, Zhong
27651 | 13 - ROLLUP - 08718OPER00001 |  | 08718 | 08718OPER00001 | Operator (Rollup Door) | Mechanical Equipment | 08718OPER00001 | 13/1st Fl Platform "A" | Chain/Sprocket | [22 empty] | Active | 3 | 2011-11-08 01:35 | Qi, Zhong
27652 | 13 - ROLLUP - 09074OPER00001 |  | 09074 | 09074OPER00001 | Operator (Rollup Door) | Mechanical Equipment | 09074OPER00001 | 13/B1 |  | Overhead Door | [21 empty] | Active | 2 | 2011-11-08 01:35 | Qi, Zhong
27653 | 13 - ROLLUP - 09094OPER00001 |  | 09094 | 09094OPER00001 | Operator (Rollup Door) | Mechanical Equipment | 09094OPER00001 | 13/Platform "C" | Chain/Spaocket | [22 empty] | Active | 3 | 2011-11-08 01:35 | Qi, Zhong
27654 | 13 - ROLLUP - 10302OPER00001 |  | 10302 | 10302OPER00001 | Operator (Rollup Door) | Mechanical Equipment | 10302OPER00001 | 13/Rm G325 | [23 empty] | Active | 2 | 2011-11-08 01:35 | Qi, Zhong
27655 | 13 - ROLLUP - 09064OPER00001 |  | 09064 | 09064OPER00001 | Operator (Rollup Door) | Mechanical Equipment | 09064OPER00001 | 13/B1 Platform "C" | Chain/Sprocket | [22 empty] | Active | 3 | 2011-11-08 01:35 | Qi, Zhong
27744 | 13 - WU - 11163WU00001 |  | 11163 | 11163WU00001 | Waterless Urinal | Mechanical Equipment | 11163WU00001 | 225 East |  | Falcon | [21 empty] | Active | 1 | 2011-11-08 01:35 | Qi, Zhong
27745 | 13 - WU - 11163WU00002 |  | 11163 | 11163WU00002 | Waterless Urinal | Mechanical Equipment | 11163WU00002 | 1st floor 1328 |  | Falcon | [21 empty] | Active | 2 | 2011-11-08 01:35 | Qi, Zhong
27746 | 13 - WU - 11163WU00003 |  | 11163 | 11163WU00003 | Waterless Urinal | Mechanical Equipment | 11163WU00003 | Ground Floor G-808 |  | Falcon | [21 empty] | Active | 3 | 2011-11-08 01:35 | Qi, Zhong
28598 | 13 - EF-2 - 09063CPAN00001 |  | 09063 | 09063CPAN00001 | Control Panel | Mechanical Equipment | 09063CPAN00001 | 13/1E-82 S. Mech Rm | Control Panel | GE Control | [21 empty] | Active | 1 | 2011-11-08 01:35 | Qi, Zhong
28599 | 13 - CP - 00635CPAN00001 |  | 00635 | 00635CPAN00001 | Control Panel | Mechanical Equipment | 00635CPAN00001 | 13/Basement S. Mech | Control Panel | Shipco |  | 34711 | [19 empty] | Active | 1 | 2011-11-08 01:35 | Qi, Zhong
28600 | 13 - DHW - 02203CPAN00001 |  | 02203 | 02203CPAN00001 | Control Panel | Mechanical Equipment | 02203CPAN00001 | 13/S. PH Mech Rm |  | Bell & Gossett | [21 empty] | Active | 1 | 2011-11-08 01:35 | Qi, Zhong
28601 | 13 - AHU-5 - 09059CPAN00001 |  | 09059 | 09059CPAN00001 | Control Panel | Mechanical Equipment | 09059CPAN00001 | 13/2nd Fl Rm 286 | Control Panel | [22 empty] | Active | 3 | 2011-11-08 01:35 | Qi, Zhong
28602 | 13 - CR - 00288CPAN00001 |  | 00288 | 00288CPAN00001 | Control Panel | Mechanical Equipment | 00288CPAN00001 | 13/Basement N. Mech. | Cnotrol Panel | Shipco |  | 35288 | [19 empty] | Active | 1 | 2011-11-08 01:35 | Qi, Zhong
28603 | 13 - SF-14 - 09055FAN00001 |  | 09055 | 09055FAN00001 | Fan | Mechanical Equipment | 09055FAN00001 | 13/3rd Fl. N.E PH |  | Trane |  | K99G29302N | [19 empty] | Active | 3 | 2011-11-08 01:35 | Qi, Zhong
28604 | 13 - AHU - 04974FAN00001 |  | 04974 | 04974FAN00001 | Fan | Mechanical Equipment | 04974FAN00001 | 13/1st Fl Sheet Metal Shop |  | Buffalo | SF-4 | [20 empty] | Deactivated | 3 | 2011-11-08 01:35 | Qi, Zhong
28605 | 13 - REHEAT - 09078HX00001 |  | 09078 | 09078HX00001 | Heat Exchanger | Mechanical Equipment | 09078HX00001 | 13/South PH Mech Rm |  | Armstrong | 8NS106-2 | [20 empty] | Active | 1 | 2011-11-08 01:35 | Qi, Zhong
28606 | 13 - REHEAT - 09056HX00001 |  | 09056 | 09056HX00001 | Heat Exchanger | Mechanical Equipment | 09056HX00001 | 13/4th Fl N. Penthouse | Exchange | [22 empty] | Active | 2 | 2011-11-08 01:35 | Qi, Zhong
28607 | 13 - REHEAT - 04010HX00001 |  | 04010 | 04010HX00001 | Heat Exchanger | Mechanical Equipment | 04010HX00001 | 13/1st Fl S. Mech Rm |  | Lindy | [21 empty] | Active | 3 | 2011-11-08 01:35 | Qi, Zhong
28608 | 13 - REHEAT - 09035HX00001 |  | 09035 | 09035HX00001 | Heat Exchanger | Mechanical Equipment | 09035HX00001 | 13/Gr Fl Rm. G2413 |  | Bell & Gossett | T15060 | 593509 | [19 empty] | Active | 3 | 2011-11-08 01:35 | Qi, Zhong
28609 | 13 - ROLLUP - 08720MTR00001 |  | 08720 | 08720MTR00001 | Motor | Mechanical Equipment | 08720MTR00001 | 13/Tunnel |  | Doerr | 69816DH763 | [20 empty] | Active | 2 | 2011-11-08 01:35 | Qi, Zhong
28610 | 13 - EF-18 - 09092MTRF00001 |  | 09092 | 09092MTRF00001 | Motor Fan | Mechanical Equipment | 09092MTRF00001 | 13/Roof | [23 empty] | Active | 2 | 2011-11-08 01:35 | Qi, Zhong
28611 | 13 - EF-8 - 09084MTRF00001 |  | 09084 | 09084MTRF00001 | Motor Fan | Mechanical Equipment | 09084MTRF00001 | 13/Roof | [23 empty] | Active | 2 | 2011-11-08 01:35 | Qi, Zhong
28612 | 13 - EF-3 - 10573MTRF00001 |  | 10573 | 10573MTRF00001 | Motor Fan | Mechanical Equipment | 10573MTRF00001 | 13/Roof |  |  | FCV122 | [20 empty] | Active | 2 | 2011-11-08 01:35 | Qi, Zhong
28613 | 13 - SF-14 - 09055MTRF00001 |  | 09055 | 09055MTRF00001 | Motor Fan | Mechanical Equipment | 09055MTRF00001 | 13/3rd Fl. N.E PH | Return Air | Magnetek | 390787 | B10402 | [19 empty] | Active | 7 | 2011-11-08 01:35 | Qi, Zhong
28614 | 13 - EF-7 - 09083MTRF00001 |  | 09083 | 09083MTRF00001 | Motor Fan | Mechanical Equipment | 09083MTRF00001 | 13/Roof | [23 empty] | Active | 2 | 2011-11-08 01:35 | Qi, Zhong
28615 | 13 - EF-20 - 09057MTRF00001 |  | 09057 | 09057MTRF00001 | Motor Fan | Mechanical Equipment | 09057MTRF00001 | 13/Roof | [23 empty] | Active | 2 | 2011-11-08 01:35 | Qi, Zhong
28616 | 13 - ROLLUP - 09095OPER00001 |  | 09095 | 09095OPER00001 | Operator (Rollup Door) | Mechanical Equipment | 09095OPER00001 | 13/Gr Fl Main Tunnel | [23 empty] | Active | 3 | 2011-11-08 01:35 | Qi, Zhong
28617 | 13 - STM - 02192TANK00001 |  | 02192 | 02192TANK00001 | Tank | Mechanical Equipment | 02192TANK00001 | 13/N. Bsm't Mech Rm | Flash Tank | [22 empty] | Active | 8 | 2011-11-08 01:35 | Qi, Zhong
28618 | 13 - AHU - 04973OAD00001 |  | 04973 | 04973OAD00001 | Outside Air Damper | Mechanical Equipment | 04973OAD00001 | 13/1st Fl Sheet Metal Shop | Air Damper | [22 empty] | Deactivated | 5 | 2011-11-08 01:35 | Qi, Zhong
28619 | 13 - AHU-3 - 09036CC00001 |  | 09036 | 09036CC00001 | Cooling Coil | Mechanical Equipment | 09036CC00001 | 13/Ground Floor | Cooling/CHW | [22 empty] | Active | 2 | 2011-11-08 01:35 | Qi, Zhong
28620 | 13 - SF-7 - 00467CC00001 |  | 00467 | 00467CC00001 | Cooling Coil | Mechanical Equipment | 00467CC00001 | 13/G902 | Cooling | [22 empty] | Active | 2 | 2011-11-08 01:35 | Qi, Zhong
28621 | 13 - AHU - 04975CC00001 |  | 04975 | 04975CC00001 | Cooling Coil | Mechanical Equipment | 04975CC00001 | 13/1st Fl | Cooling/CHW | [22 empty] | Active | 2 | 2011-11-08 01:35 | Qi, Zhong
28622 | 13 - AHU - 01682CC00001 |  | 01682 | 01682CC00001 | Cooling Coil | Mechanical Equipment | 01682CC00001 | 13/1st Fl Southend | CHW/Cooling | [22 empty] | Removed | 2 | 2012-03-08 10:38 | Qi, Zhong
28623 | 13 - AHU-5 - 09059FF00001 |  | 09059 | 09059FF00001 | Final Filter | Mechanical Equipment | 09059FF00001 | 13/2nd Fl Rm 286 | Box | [22 empty] | Active | 5 | 2011-11-08 01:35 | Qi, Zhong
28624 | 13 - SF-14 - 09055FF00001 |  | 09055 | 09055FF00001 | Final Filter | Mechanical Equipment | 09055FF00001 | 13/3rd Fl. N.E PH | Box | [22 empty] | Active | 5 | 2011-11-08 01:35 | Qi, Zhong
28625 | 13 - SF-2 - 00475FF00001 |  | 00475 | 00475FF00001 | Final Filter | Mechanical Equipment | 00475FF00001 | 13/4th Fl N. Penthouse | Bag | [22 empty] | Active | 4 | 2011-11-08 01:35 | Qi, Zhong
28626 | 13 - AHU-13 - 02200FF00001 |  | 02200 | 02200FF00001 | Final Filter | Mechanical Equipment | 02200FF00001 | 13/4th Fl. South PH | Box | [22 empty] | Active | 5 | 2011-11-08 01:35 | Qi, Zhong
28627 | 13 - SF-15 - 09052FF00001 |  | 09052 | 09052FF00001 | Final Filter | Mechanical Equipment | 09052FF00001 | 13/3rd Fl Penthouse | Box | [22 empty] | Active | 5 | 2011-11-08 01:35 | Qi, Zhong
28628 | 13 - SF-2 - 00475CC00001 |  | 00475 | 00475CC00001 | Cooling Coil | Mechanical Equipment | 00475CC00001 | 13/4th Fl N. Penthouse | Cooling/CHW | [22 empty] | Active | 2 | 2011-11-08 01:35 | Qi, Zhong
28629 | 13 - SF-8 - 00472FF00001 |  | 00472 | 00472FF00001 | Final Filter | Mechanical Equipment | 00472FF00001 | 13/G902 | Pleated | [22 empty] | Active | 4 | 2011-11-08 01:35 | Qi, Zhong
28630 | 13 - EF - 10572HEPA00001 |  | 10572 | 10572HEPA00001 | HEPA Filter | Mechanical Equipment | 10572HEPA00001 | 13/4th. S. Penthouse |  | Contamination Technology | [21 empty] | Active | 3 | 2011-11-08 01:35 | Qi, Zhong
28631 | 13 - AHU - 09066PHC00001 |  | 09066 | 09066PHC00001 | Preheat Coil | Mechanical Equipment | 09066PHC00001 | 13/1st Fl Rm 301 | Heating/Steam | [22 empty] | Active | 7 | 2011-11-08 01:35 | Qi, Zhong
28632 | 13 - AHU - 04974PHC00001 |  | 04974 | 04974PHC00001 | Preheat Coil | Mechanical Equipment | 04974PHC00001 | 13/1st Fl Sheet Metal Shop | Heating/Steam | [22 empty] | Deactivated | 7 | 2011-11-08 01:35 | Qi, Zhong
28633 | 13 - AHU-13 - 02200PHC00001 |  | 02200 | 02200PHC00001 | Preheat Coil | Mechanical Equipment | 02200PHC00001 | 13/4th Fl. South PH | HW/Heating | [22 empty] | Active | 11 | 2011-11-08 01:35 | Qi, Zhong
28634 | 13 - AHU-3 - 09036PHC00001 |  | 09036 | 09036PHC00001 | Preheat Coil | Mechanical Equipment | 09036PHC00001 | 13/Ground Floor | Heating/Steam | [22 empty] | Active | 7 | 2011-11-08 01:35 | Qi, Zhong
28635 | 13 - AHU - 04975PHC00001 |  | 04975 | 04975PHC00001 | Preheat Coil | Mechanical Equipment | 04975PHC00001 | 13/1st Fl | Heating/Steam | [22 empty] | Active | 6 | 2011-11-08 01:35 | Qi, Zhong
28686 | 13 - SF-14 - 09055PHC00001 |  | 09055 | 09055PHC00001 | Preheat Coil | Mechanical Equipment | 09055PHC00001 | 13/3rd Fl. N.E PH | Heating/Steam | [22 empty] | Active | 12 | 2011-11-08 01:35 | Qi, Zhong
28687 | 13 - SF-7 - 00467PHC00001 |  | 00467 | 00467PHC00001 | Preheat Coil | Mechanical Equipment | 00467PHC00001 | 13/G902 | Steam/Heating | [22 empty] | Active | 10 | 2011-11-08 01:35 | Qi, Zhong
28688 | 13 - SF-15 - 09052PHC00001 |  | 09052 | 09052PHC00001 | Preheat Coil | Mechanical Equipment | 09052PHC00001 | 13/3rd Fl Penthouse | HW/Heating | [22 empty] | Active | 12 | 2011-11-08 01:35 | Qi, Zhong
28689 | 13 - SF-8 - 00472PHC00001 |  | 00472 | 00472PHC00001 | Preheat Coil | Mechanical Equipment | 00472PHC00001 | 13/G902 | Steam | [22 empty] | Active | 8 | 2011-11-08 01:35 | Qi, Zhong
28690 | 13 - AHU - 04973PHC00001 |  | 04973 | 04973PHC00001 | Preheat Coil | Mechanical Equipment | 04973PHC00001 | 13/1st Fl Sheet Metal Shop | Heating/Steam | [22 empty] | Deactivated | 7 | 2011-11-08 01:35 | Qi, Zhong
28691 | 13 - SF-2 - 00475PHC00001 |  | 00475 | 00475PHC00001 | Preheat Coil | Mechanical Equipment | 00475PHC00001 | 13/4th Fl N. Penthouse | Heating/Steam | [22 empty] | Active | 8 | 2011-11-08 01:35 | Qi, Zhong
28692 | 13 - SF-1 - 03517PHC00001 |  | 03517 | 03517PHC00001 | Preheat Coil | Mechanical Equipment | 03517PHC00001 | 13/4th Fl. S. Penthouse | Steam/Heating | [22 empty] | Active | 10 | 2011-11-08 01:35 | Qi, Zhong
28693 | 13 - AHU-1 - 09062PHC00001 |  | 09062 | 09062PHC00001 | Preheat Coil | Mechanical Equipment | 09062PHC00001 | 13/1st Fl. S.Mech Rm 1E-82 | Heating/Steam | [22 empty] | Active | 8 | 2011-11-08 01:35 | Qi, Zhong
28694 | 13 - AHU-5 - 09059PHC00001 |  | 09059 | 09059PHC00001 | Preheat Coil | Mechanical Equipment | 09059PHC00001 | 13/2nd Fl Rm 286 | HW/Heating | [22 empty] | Active | 10 | 2011-11-08 01:35 | Qi, Zhong
28695 | 13 - AHU-3 - 09036AHU00001 |  | 09036 | 09036AHU00001 | Air Handling Unit | Mechanical Equipment | 09036AHU00001 | 13/Ground Floor |  | Trane | [21 empty] | Active | 1 | 2011-11-08 01:35 | Qi, Zhong
28696 | 13 - SF-2 - 00475AHU00001 |  | 00475 | 00475AHU00001 | Air Handling Unit | Mechanical Equipment | 00475AHU00001 | 13/4th Fl N. Penthouse |  | Trane | [21 empty] | Active | 1 | 2011-11-08 01:35 | Qi, Zhong
28697 | 13 - SF-7 - 00467AHU00001 |  | 00467 | 00467AHU00001 | Air Handling Unit | Mechanical Equipment | 00467AHU00001 | 13/G902 |  | Wagner | [21 empty] | Active | 1 | 2011-11-08 01:35 | Qi, Zhong
28698 | 13 - AHU - 04973AHU00001 |  | 04973 | 04973AHU00001 | Air Handling Unit | Mechanical Equipment | 04973AHU00001 | 13/1st Fl Sheet Metal Shop |  | Buffalo | [21 empty] | Deactivated | 1 | 2011-11-08 01:35 | Qi, Zhong
28699 | 13 - AHU - 01682AHU00001 |  | 01682 | 01682AHU00001 | Air Handling Unit | Mechanical Equipment | 01682AHU00001 | 13/1st Fl Southend |  | Trane | [21 empty] | Removed | 1 | 2012-03-08 10:38 | Qi, Zhong
28700 | 13 - SF-15 - 09052AHU00001 |  | 09052 | 09052AHU00001 | Air Handling Unit | Mechanical Equipment | 09052AHU00001 | 13/3rd Fl Penthouse |  | Trane | [21 empty] | Active | 1 | 2011-11-08 01:35 | Qi, Zhong
28701 | 13 - AHU - 04975AHU00001 |  | 04975 | 04975AHU00001 | Air Handling Unit | Mechanical Equipment | 04975AHU00001 | 13/1st Fl |  | Buffalo | [21 empty] | Active | 1 | 2011-11-08 01:35 | Qi, Zhong
28702 | 13 - AHU - 09066AHU00001 |  | 09066 | 09066AHU00001 | Air Handling Unit | Mechanical Equipment | 09066AHU00001 | 13/1st Fl Rm 301 |  | Williams Corp. | [21 empty] | Active | 1 | 2011-11-08 01:35 | Qi, Zhong
28703 | 13 - AHU-5 - 09059AHU00001 |  | 09059 | 09059AHU00001 | Air Handling Unit | Mechanical Equipment | 09059AHU00001 | 13/2nd Fl Rm 286 |  | Temptrol | [21 empty] | Active | 1 | 2011-11-08 01:35 | Qi, Zhong
28704 | 13 - SF-8 - 00472AHU00001 |  | 00472 | 00472AHU00001 | Air Handling Unit | Mechanical Equipment | 00472AHU00001 | 13/G906 |  | Silco Prod. Inc. | [21 empty] | Active | 1 | 2011-11-08 01:35 | Qi, Zhong
28705 | 13 - AHU-1 - 09062AHU00001 |  | 09062 | 09062AHU00001 | Air Handling Unit | Mechanical Equipment | 09062AHU00001 | 13/1st Fl. S.Mech Rm 1E-82 |  | MCQUAY | [21 empty] | Active | 1 | 2011-11-08 01:35 | Qi, Zhong
28706 | 13 - AHU-13 - 02200AHU00001 |  | 02200 | 02200AHU00001 | Air Handling Unit | Mechanical Equipment | 02200AHU00001 | 13/S. PH Mech Rm |  | York |  | CBNM218700 | [19 empty] | Active | 1 | 2011-11-08 01:35 | Qi, Zhong
28707 | 13 - SF-1 - 03517RAF00001 |  | 03517 | 03517RAF00001 | Return Air Fan | Mechanical Equipment | 03517RAF00001 | 13/4th Fl. S. Penthouse | Inline/Return Fan | [22 empty] | Active | 11 | 2011-11-08 01:35 | Qi, Zhong
28708 | 13 - SF-15 - 09052RAF00001 |  | 09052 | 09052RAF00001 | Return Air Fan | Mechanical Equipment | 09052RAF00001 | 13/3rd Fl Penthouse |  | Trane | [21 empty] | Active | 14 | 2011-11-08 01:35 | Qi, Zhong
28709 | 13 - AHU - 04973PF00001 |  | 04973 | 04973PF00001 | PreFilter | Mechanical Equipment | 04973PF00001 | 13/1st Fl Sheet Metal Shop | Pleated | [22 empty] | Deactivated | 6 | 2011-11-08 01:35 | Qi, Zhong
28710 | 13 - SF-7 - 00467PF00001 |  | 00467 | 00467PF00001 | PreFilter | Mechanical Equipment | 00467PF00001 | 13/G902 | Pleated | [22 empty] | Active | 9 | 2011-11-08 01:35 | Qi, Zhong
28711 | 13 - SF-1 - 03517PF00001 |  | 03517 | 03517PF00001 | PreFilter | Mechanical Equipment | 03517PF00001 | 13/4th Fl. S. Penthouse | Pleated | [22 empty] | Active | 9 | 2011-11-08 01:35 | Qi, Zhong
28712 | 13 - AHU-13 - 02200PF00001 |  | 02200 | 02200PF00001 | PreFilter | Mechanical Equipment | 02200PF00001 | 13/4th Fl. South PH | Pleated | [22 empty] | Active | 10 | 2011-11-08 01:35 | Qi, Zhong
28713 | 13 - AHU - 04974PF00001 |  | 04974 | 04974PF00001 | PreFilter | Mechanical Equipment | 04974PF00001 | 13/1st Fl Sheet Metal Shop | Pleated | [22 empty] | Deactivated | 6 | 2011-11-08 01:35 | Qi, Zhong
28714 | 13 - AHU-3 - 09036PF00001 |  | 09036 | 09036PF00001 | PreFilter | Mechanical Equipment | 09036PF00001 | 13/Ground Floor | Pleated | [22 empty] | Active | 6 | 2011-11-08 01:35 | Qi, Zhong
28715 | 13 - AHU - 04975PF00001 |  | 04975 | 04975PF00001 | PreFilter | Mechanical Equipment | 04975PF00001 | 13/1st Fl Carp. Shop | Pleated | [22 empty] | Active | 5 | 2011-11-08 01:35 | Qi, Zhong
28716 | 13 - AHU - 01682PF00001 |  | 01682 | 01682PF00001 | PreFilter | Mechanical Equipment | 01682PF00001 | 13/1st Fl Southend | Prefilter | [22 empty] | Removed | 5 | 2012-03-08 10:38 | Qi, Zhong
28717 | 13 - SF-14 - 09055PF00001 |  | 09055 | 09055PF00001 | PreFilter | Mechanical Equipment | 09055PF00001 | 13/3rd Fl. N.E PH | Pleated | [22 empty] | Active | 11 | 2011-11-08 01:35 | Qi, Zhong
28718 | 13 - AHU-1 - 09062PF00001 |  | 09062 | 09062PF00001 | PreFilter | Mechanical Equipment | 09062PF00001 | 13/1st Fl. S.Mech Rm 1E-82 | Pleated | [22 empty] | Active | 7 | 2011-11-08 01:35 | Qi, Zhong
28719 | 13 - SF-2 - 00475PF00001 |  | 00475 | 00475PF00001 | PreFilter | Mechanical Equipment | 00475PF00001 | 13/4th Fl N. Penthouse | Pleated | [22 empty] | Active | 7 | 2011-11-08 01:35 | Qi, Zhong
28720 | 13 - SF-15 - 09052PF00001 |  | 09052 | 09052PF00001 | PreFilter | Mechanical Equipment | 09052PF00001 | 13/3rd Fl Penthouse | Pleated | [22 empty] | Active | 11 | 2011-11-08 01:35 | Qi, Zhong
28721 | 13 - AHU-5 - 09059PF00001 |  | 09059 | 09059PF00001 | PreFilter | Mechanical Equipment | 09059PF00001 | 13/2nd Fl Rm 286 | Pleated | [22 empty] | Active | 9 | 2011-11-08 01:35 | Qi, Zhong
28722 | 13 - AHU - 09066PF00001 |  | 09066 | 09066PF00001 | PreFilter | Mechanical Equipment | 09066PF00001 | 13/1st Fl Rm 301 | [23 empty] | Active | 6 | 2011-11-08 01:35 | Qi, Zhong
28723 | 13 - SF-8 - 00472PF00001 |  | 00472 | 00472PF00001 | PreFilter | Mechanical Equipment | 00472PF00001 | 13/G906 | Media | [22 empty] | Active | 7 | 2011-11-08 01:35 | Qi, Zhong
28808 | 13 - VAC - 02198CPAN00001 |  | 02198 | 02198CPAN00001 | Control Panel | Mechanical Equipment | 02198CPAN00001 | 13/4th Fl. South PH | Control Panel | Rietschle/Thomas | [21 empty] | Active | 1 | 2011-11-08 01:35 | Qi, Zhong
28809 | 13 - ROLLUP - 09064MTR00001 |  | 09064 | 09064MTR00001 | Motor | Mechanical Equipment | 09064MTR00001 | 13/B1 Platform "C" |  | Doerr Electric Corp. | 201296A841 | [20 empty] | Active | 2 | 2011-11-08 01:35 | Qi, Zhong
28832 | 13 - EF - 10572MTRF00002 |  | 10572 | 10572MTRF00002 | Motor Fan | Mechanical Equipment | 10572MTRF00002 | 13/4th. S. Penthouse | [23 empty] | Active | 5 | 2011-11-08 01:35 | Qi, Zhong
28833 | 13 - ROLLUP - 04959OPER00001 |  | 04959 | 04959OPER00001 | Operator (Rollup Door) | Mechanical Equipment | 04959OPER00001 | 13/1st Fl | [23 empty] | Active | 2 | 2011-11-08 01:35 | Qi, Zhong
28851 | 13 - STM - 02192HM00003 |  | 02192 | 02192HM00003 | Steam Station(high to med) | Mechanical Equipment | 02192HM00003 | 13/N. Bsm't Mech Rm | Main Valve - "E" | Spence | [21 empty] | Active | 3 | 2011-11-08 01:35 | Qi, Zhong
28854 | 13 - VAC - 00684TANK00001 |  | 00684 | 00684TANK00001 | Tank | Mechanical Equipment | 00684TANK00001 | 13/N. Bsm't Mech Rm |  | National | PP-48940-10 | [20 empty] | Deactivated | 5 | 2011-11-08 01:35 | Qi, Zhong
29782 | 13 - ROLLUP - 08716MTR00001 |  | 08716 | 08716MTR00001 | Motor | Mechanical Equipment | 08716MTR00001 | 13/Platform "B" |  | Master Alternating Current Motor | Style# - 1970024 | YKZ409 | [19 empty] | Active | 2 | 2011-11-08 01:35 | Qi, Zhong
29783 | 13 - ROLLUP - 08719MTR00001 |  | 08719 | 08719MTR00001 | Motor | Mechanical Equipment | 08719MTR00001 | 13/1st Fl Platform "A" |  | Doerr | [21 empty] | Active | 2 | 2011-11-08 01:35 | Qi, Zhong
29784 | 13 - ROLLUP - 08715MTR00001 |  | 08715 | 08715MTR00001 | Motor | Mechanical Equipment | 08715MTR00001 | 13/B1 Storage |  | Marathon Electric | 6VA6C17D1157FP | [20 empty] | Active | 2 | 2011-11-08 01:35 | Qi, Zhong
29785 | 13 - ROLLUP - 09061MTR00001 |  | 09061 | 09061MTR00001 | Motor | Mechanical Equipment | 09061MTR00001 | 13/1st Fl Platform "G" |  | Baldor Electric | [21 empty] | Active | 2 | 2011-11-08 01:35 | Qi, Zhong
29786 | 13 - CA - 03847MTR00001 |  | 03847 | 03847MTR00001 | Motor | Mechanical Equipment | 03847MTR00001 | 13/S. Bsm't Mech Rm |  | Dayton | 5K4488 | [20 empty] | Active | 3 | 2011-11-08 01:35 | Qi, Zhong
29787 | 13 - ROLLUP - 09033MTR00001 |  | 09033 | 09033MTR00001 | Motor | Mechanical Equipment | 09033MTR00001 | 13/1st Fl Platform "G" |  | Baldor Electric |  | W0007250493 | [19 empty] | Active | 2 | 2011-11-08 01:35 | Qi, Zhong
29788 | 13 - ROLLUP - 08711MTR00001 |  | 08711 | 08711MTR00001 | Motor | Mechanical Equipment | 08711MTR00001 | 13/1st Fl Platform "E" |  | Baldor Industrial Motor | W298 | [20 empty] | Active | 2 | 2011-11-08 01:35 | Qi, Zhong
29789 | 13 - ROLLUP - 08718MTR00001 |  | 08718 | 08718MTR00001 | Motor | Mechanical Equipment | 08718MTR00001 | [24 empty] | Active | 2 | 2011-11-08 01:35 | Qi, Zhong
29790 | 13 - DX - 05099MTRF00001 |  | 05099 | 05099MTRF00001 | Motor Fan | Mechanical Equipment | 05099MTRF00001 | 13/Elevator #5 | [23 empty] | Active | 3 | 2011-11-08 01:35 | Qi, Zhong
29791 | 13 - AHU - 04973MTRF00001 |  | 04973 | 04973MTRF00001 | Motor Fan | Mechanical Equipment | 04973MTRF00001 | 13/1st Fl Sheet Metal Shop |  | G.E. | 5K215AC205 | 45756010 | [19 empty] | Deactivated | 4 | 2011-11-08 01:35 | Qi, Zhong
29922 | 13 - CA - 03847DRYER00001 |  | 03847 | 03847DRYER00001 | Dryer | Mechanical Equipment | 03847DRYER00001 | 13/S. Bsm't Mech Rm |  | Hankison | e-5 | 980267 | [19 empty] | Active | 2 | 2011-11-08 01:35 | Qi, Zhong
29923 | 13 - ROLLUP - 09074DOOR00001 |  | 09074 | 09074DOOR00001 | Door | Mechanical Equipment | 09074DOOR00001 | 13/B1 |  | Overhead Door | [21 empty] | Active | 1 | 2011-11-08 01:35 | Qi, Zhong
29924 | 13 - ROLLUP - 09061DOOR00001 |  | 09061 | 09061DOOR00001 | Door | Mechanical Equipment | 09061DOOR00001 | 13/1st Fl Platform "G" |  | Cornell Ironworks, Inc. | M29 | 8'2"Wx9'4H | [19 empty] | Active | 1 | 2011-11-08 01:35 | Qi, Zhong
29925 | 13 - ROLLUP - 08714DOOR00001 |  | 08714 | 08714DOOR00001 | Door | Mechanical Equipment | 08714DOOR00001 | 13/B1 Paint Storage |  | Cornell Ironworks, Inc. | M95A | [20 empty] | Active | 1 | 2011-11-08 01:35 | Qi, Zhong
29926 | 13 - ROLLUP - 08716DOOR00001 |  | 08716 | 08716DOOR00001 | Door | Mechanical Equipment | 08716DOOR00001 | 13/Platform "B" |  | Kinnear | [21 empty] | Active | 1 | 2011-11-08 01:35 | Qi, Zhong
29927 | 13 - ROLLUP - 09064DOOR00001 |  | 09064 | 09064DOOR00001 | Door | Mechanical Equipment | 09064DOOR00001 | 13/B1 Platform "C" |  | Overhead Door Co. | RDA-50 | [20 empty] | Active | 1 | 2011-11-08 01:35 | Qi, Zhong
29928 | 13 - ROLLUP - 08713DOOR00001 |  | 08713 | 08713DOOR00001 | Door | Mechanical Equipment | 08713DOOR00001 | 13/1st Fl Platform "D" |  | Overhead Door | [21 empty] | Active | 1 | 2011-11-08 01:35 | Qi, Zhong
29929 | 13 - ROLLUP - 09095DOOR00001 |  | 09095 | 09095DOOR00001 | Door | Mechanical Equipment | 09095DOOR00001 | 13/Gr Fl Main Tunnel |  | Overhead Door Coi. | [21 empty] | Active | 1 | 2011-11-08 01:35 | Qi, Zhong
29930 | 13 - ROLLUP - 09094DOOR00001 |  | 09094 | 09094DOOR00001 | Door | Mechanical Equipment | 09094DOOR00001 | 13/Platform "C" |  | Overhead Door Company | RDA-50 | [20 empty] | Active | 1 | 2011-11-08 01:35 | Qi, Zhong
29931 | 13 - ROLLUP - 10302DOOR00001 |  | 10302 | 10302DOOR00001 | Door | Mechanical Equipment | 10302DOOR00001 | 13/Rm G325 |  | Cornell | [21 empty] | Active | 1 | 2011-11-08 01:35 | Qi, Zhong
29970 | 13 - SF-8 - 00472OAD00001 |  | 00472 | 00472OAD00001 | Outside Air Damper | Mechanical Equipment | 00472OAD00001 | 13/G902 | Air Damper | [22 empty] | Active | 6 | 2011-11-08 01:35 | Qi, Zhong
29971 | 13 - AHU-5 - 09059CC00001 |  | 09059 | 09059CC00001 | Cooling Coil | Mechanical Equipment | 09059CC00001 | 13/2nd Fl Rm 286 | CHW/Cooling | [22 empty] | Active | 2 | 2011-11-08 01:35 | Qi, Zhong
29972 | 13 - SF-8 - 00472CC00001 |  | 00472 | 00472CC00001 | Cooling Coil | Mechanical Equipment | 00472CC00001 | 13/G906 | Cooling | [22 empty] | Active | 2 | 2011-11-08 01:35 | Qi, Zhong
30099 | 13 - SF-15 - 09052PUMP00001 |  | 09052 | 09052PUMP00001 | Pump | Mechanical Equipment | 09052PUMP00001 | 13/3rd Fl Penthouse |  | Bell & Gossett | [21 empty] | Active | 13 | 2011-11-08 01:35 | Qi, Zhong
30100 | 13 - BDOCK - 08807PUMP00001 |  | 08807 | 08807PUMP00001 | Pump | Mechanical Equipment | 08807PUMP00001 | 13/Platform "G" | Hydraulic | [22 empty] | Active | 2 | 2011-11-08 01:35 | Qi, Zhong
30101 | 13 - CR - 00288PUMP00002 |  | 00288 | 00288PUMP00002 | Pump | Mechanical Equipment | 00288PUMP00002 | 13/Basement N. Mech. |  | Shipco | [21 empty] | Active | 5 | 2011-11-08 01:35 | Qi, Zhong
30102 | 13 - VAC - 02198PUMP00001 |  | 02198 | 02198PUMP00001 | Pump | Mechanical Equipment | 02198PUMP00001 | 13/4th Fl. South PH |  | Rietschle/Thomas | [21 empty] | Active | 4 | 2011-11-08 01:35 | Qi, Zhong
30103 | 13 - VAC - 02198PUMP00002 |  | 02198 | 02198PUMP00002 | Pump | Mechanical Equipment | 02198PUMP00002 | 13/4th Fl. South PH |  | Rietschle/Thomas | [21 empty] | Active | 5 | 2011-11-08 01:35 | Qi, Zhong
30104 | 13 - CR - 00288PUMP00001 |  | 00288 | 00288PUMP00001 | Pump | Mechanical Equipment | 00288PUMP00001 | 13/Basement N. Mech. |  | Shipco | [21 empty] | Active | 4 | 2011-11-08 01:35 | Qi, Zhong
30105 | 13 - CHW - 03692PUMP00002 |  | 03692 | 03692PUMP00002 | Pump | Mechanical Equipment | 03692PUMP00002 | 13/4th Fl S. Penthouse | 344BF | Aurora | 86-7986-2 | [20 empty] | Active | 4 | 2011-11-08 01:35 | Qi, Zhong
30106 | 13 - REHEAT - 04010PUMP00001 |  | 04010 | 04010PUMP00001 | Pump | Mechanical Equipment | 04010PUMP00001 | 13/1st Fl S. Mech Rm | Circulating | Thrush | [21 empty] | Active | 5 | 2011-11-08 01:35 | Qi, Zhong
30107 | 13 - STM - 02192HM00004 |  | 02192 | 02192HM00004 | Steam Station(high to med) | Mechanical Equipment | 02192HM00004 | 13/N. Bsm't Mech Rm | Main Valve - "E" | Spence |  | CC088-7 | [19 empty] | Active | 4 | 2011-11-08 01:35 | Qi, Zhong
30108 | 13 - STM - 02192HM00001 |  | 02192 | 02192HM00001 | Steam Station(high to med) | Mechanical Equipment | 02192HM00001 | 13/N. Bsm't Mech Rm | Main Valve - "E" | Spence |  | CC0888-1R | [19 empty] | Active | 1 | 2011-11-08 01:35 | Qi, Zhong
30109 | 13 - AHU - 04974CC00001 |  | 04974 | 04974CC00001 | Cooling Coil | Mechanical Equipment | 04974CC00001 | 13/1st Fl Sheet Metal Shop | Cooling/CHW | [22 empty] | Deactivated | 2 | 2011-11-08 01:35 | Qi, Zhong
30115 | 13 - EF - 10572MTRF00001 |  | 10572 | 10572MTRF00001 | Motor Fan | Mechanical Equipment | 10572MTRF00001 | 13/4th. S. Penthouse | [23 empty] | Active | 4 | 2011-11-08 01:35 | Qi, Zhong
30116 | 13 - EF-16 - 09091MTRF00001 |  | 09091 | 09091MTRF00001 | Motor Fan | Mechanical Equipment | 09091MTRF00001 | 13/Roof | [23 empty] | Active | 2 | 2011-11-08 01:35 | Qi, Zhong
30117 | 13 - EF-2 - 09080MTRF00001 |  | 09080 | 09080MTRF00001 | Motor Fan | Mechanical Equipment | 09080MTRF00001 | 13/Roof | [23 empty] | Active | 2 | 2011-11-08 01:35 | Qi, Zhong
30118 | 13 - EF-6 - 09082MTRF00001 |  | 09082 | 09082MTRF00001 | Motor Fan | Mechanical Equipment | 09082MTRF00001 | 13/Roof | [23 empty] | Active | 2 | 2011-11-08 01:35 | Qi, Zhong
30119 | 13 - AHU - 09066MTRF00001 |  | 09066 | 09066MTRF00001 | Motor Fan | Mechanical Equipment | 09066MTRF00001 | 13/1st Fl Rm 301 |  |  | 7126-2399 | [20 empty] | Active | 4 | 2011-11-08 01:35 | Qi, Zhong
30120 | 13 - EF-14 - 09089MTRF00001 |  | 09089 | 09089MTRF00001 | Motor Fan | Mechanical Equipment | 09089MTRF00001 | 13/Roof | [23 empty] | Active | 2 | 2011-11-08 01:35 | Qi, Zhong
30121 | 13 - EF-12 - 09088MTRF00001 |  | 09088 | 09088MTRF00001 | Motor Fan | Mechanical Equipment | 09088MTRF00001 | 13/Roof | [23 empty] | Active | 2 | 2011-11-08 01:35 | Qi, Zhong
30122 | 13 - EF-11 - 09087MTRF00001 |  | 09087 | 09087MTRF00001 | Motor Fan | Mechanical Equipment | 09087MTRF00001 | 13/Roof | [23 empty] | Active | 2 | 2011-11-08 01:35 | Qi, Zhong
30123 | 13 - ROLLUP - 08719OPER00001 |  | 08719 | 08719OPER00001 | Operator (Rollup Door) | Mechanical Equipment | 08719OPER00001 | 13/1st Fl Platform "A" | Chain/Sprocket | [22 empty] | Active | 3 | 2011-11-08 01:35 | Qi, Zhong
30124 | 13 - ROLLUP - 09033OPER00001 |  | 09033 | 09033OPER00001 | Operator (Rollup Door) | Mechanical Equipment | 09033OPER00001 | 13/1st Fl Platform "G" | Chain/Crank | [22 empty] | Active | 3 | 2011-11-08 01:35 | Qi, Zhong
30125 | 13 - ROLLUP - 08711OPER00001 |  | 08711 | 08711OPER00001 | Operator (Rollup Door) | Mechanical Equipment | 08711OPER00001 | 13/1st Fl Platform "E" |  | ABL Enterprises, Inc/ | ACGL-50 | 13092 | [19 empty] | Active | 3 | 2011-11-08 01:35 | Qi, Zhong
30126 | 13 - ROLLUP - 08712OPER00001 |  | 08712 | 08712OPER00001 | Operator (Rollup Door) | Mechanical Equipment | 08712OPER00001 | 13/1st Fl Platform "E" |  | ABL Enterprises, Inc | ACGL-50 | 13117 | [19 empty] | Active | 3 | 2011-11-08 01:35 | Qi, Zhong
30127 | 13 - ROLLUP - 08720OPER00001 |  | 08720 | 08720OPER00001 | Operator (Rollup Door) | Mechanical Equipment | 08720OPER00001 | 13/Tunnel | [23 empty] | Active | 3 | 2011-11-08 01:35 | Qi, Zhong
30128 | 13 - STM - 02201HM00002 |  | 02201 | 02201HM00002 | Steam Station(high to med) | Mechanical Equipment | 02201HM00002 | 13/S. PH Mech Rm |  | D'estes | [21 empty] | Active | 2 | 2011-11-08 01:35 | Qi, Zhong
30129 | 13 - STM - 02192HM00002 |  | 02192 | 02192HM00002 | Steam Station(high to med) | Mechanical Equipment | 02192HM00002 | 13/N. Bsm't Mech Rm | Main Valve - "E" | Spence |  | CC088-5 | [19 empty] | Active | 2 | 2011-11-08 01:35 | Qi, Zhong
30130 | 13 - STM - 02201HM00001 |  | 02201 | 02201HM00001 | Steam Station(high to med) | Mechanical Equipment | 02201HM00001 | 13/S. PH Mech Rm | E | Spence |  | YG526-1U | [19 empty] | Active | 1 | 2011-11-08 01:35 | Qi, Zhong
30131 | 13 - STM - 04011HM00001 |  | 04011 | 04011HM00001 | Steam Station(high to med) | Mechanical Equipment | 04011HM00001 | 13/1st Fl S. Mech Rm |  | Sarco |  | 52227A | [19 empty] | Active | 1 | 2011-11-08 01:35 | Qi, Zhong
30132 | 13 - STM - 04011HM00002 |  | 04011 | 04011HM00002 | Steam Station(high to med) | Mechanical Equipment | 04011HM00002 | 13/1st Fl s. Mech Rm | 25P | Sarco |  | 52223A | [19 empty] | Active | 2 | 2011-11-08 01:35 | Qi, Zhong
30133 | 13 - AHU-1 - 09062CC00001 |  | 09062 | 09062CC00001 | Cooling Coil | Mechanical Equipment | 09062CC00001 | 13/1st Fl. S.Mech Rm 1E-82 | Cooling/CHW | [22 empty] | Active | 3 | 2011-11-08 01:35 | Qi, Zhong
30143 | 13 - ROLLUP - 09061OPER00001 |  | 09061 | 09061OPER00001 | Operator (Rollup Door) | Mechanical Equipment | 09061OPER00001 | 13/1st Fl Platform "G" |  | ABL Enterprises, Inc. | ACGL-50 | 15037 | [19 empty] | Active | 3 | 2011-11-08 01:35 | Qi, Zhong
30144 | 13 - BDOCK - 08825PUMP00001 |  | 08825 | 08825PUMP00001 | Pump | Mechanical Equipment | 08825PUMP00001 | 13/B1 Platform "B" | [23 empty] | Active | 3 | 2011-11-08 01:35 | Qi, Zhong
30145 | 13 - REHEAT - 09068PUMP00001 |  | 09068 | 09068PUMP00001 | Pump | Mechanical Equipment | 09068PUMP00001 | 13/Gr Fl Mech Rm |  | Bell & Gossett | Series 60 | 1942241 | [19 empty] | Active | 4 | 2011-11-08 01:35 | Qi, Zhong
30146 | 13 - BDOCK - 03583PUMP00001 |  | 03583 | 03583PUMP00001 | Pump | Mechanical Equipment | 03583PUMP00001 | 13/1st Fl Platform "E" | [23 empty] | Active | 3 | 2011-11-08 01:35 | Qi, Zhong
30147 | 13 - SF-14 - 09055PUMP00001 |  | 09055 | 09055PUMP00001 | Pump | Mechanical Equipment | 09055PUMP00001 | 13/3rd Fl. N.E PH |  | Bell & Gossett | [21 empty] | Active | 13 | 2011-11-08 01:35 | Qi, Zhong
30148 | 13 - CR - 00292PUMP00001 |  | 00292 | 00292PUMP00001 | Pump | Mechanical Equipment | 00292PUMP00001 | 13/Gr Fl Storeroom G325 | B | A.O. Smith | C48H2EC15 | 1794 | [19 empty] | Active | 2 | 2011-11-08 01:35 | Qi, Zhong
30149 | 13 - BDOCK - 04721PUMP00001 |  | 04721 | 04721PUMP00001 | Pump | Mechanical Equipment | 04721PUMP00001 | 13/1st Fl Platform "C" | Hydraulic | [22 empty] | Active | 3 | 2011-11-08 01:35 | Qi, Zhong
30150 | 13 - CR - 02202PUMP00002 |  | 02202 | 02202PUMP00002 | Pump | Mechanical Equipment | 02202PUMP00002 | 13/S. PH Mech Rm | [23 empty] | Active | 4 | 2011-11-08 01:35 | Qi, Zhong
30151 | 13 - HW - 09054PUMP00001 |  | 09054 | 09054PUMP00001 | Pump | Mechanical Equipment | 09054PUMP00001 | 13/3rd Fl NE Penthouse |  | Bell & Gossett | 60 | [20 empty] | Active | 5 | 2011-11-08 01:35 | Qi, Zhong
30199 | 13 - CA - 10570COMPRESSOR00001 |  | 10570 | 10570COMPRESSOR00001 | Compressor | Mechanical Equipment | 10570COMPRESSOR00001 | 13/Basement N. Mech. | Package | Champion | [21 empty] | Active | 2 | 2011-11-08 01:35 | Qi, Zhong
30200 | 13 - CA - 10569COMPRESSOR00001 |  | 10569 | 10569COMPRESSOR00001 | Compressor | Mechanical Equipment | 10569COMPRESSOR00001 | 13/S. Penthouse | Package | Champion | [21 empty] | Active | 2 | 2011-11-08 01:35 | Qi, Zhong
30201 | 13 - CA - 03847COMPRESSOR00001 |  | 03847 | 03847COMPRESSOR00001 | Compressor | Mechanical Equipment | 03847COMPRESSOR00001 | 13/S. Bsm't Mech Rm | USH5021 | DeVilbiss | E5688 | 149980 | [19 empty] | Active | 1 | 2011-11-08 01:35 | Qi, Zhong
30202 | 13 - DX - 05099CONDENSER00001 |  | 05099 | 05099CONDENSER00001 | Condensing Unit | Mechanical Equipment | 05099CONDENSER00001 | 13E/Elevator #5 |  | Carrier | 50PQD12510MA | U698381 | [19 empty] | Active | 1 | 2011-11-08 01:35 | Qi, Zhong
30203 | 13 - REHEAT - 09035CPAN00002 |  | 09035 | 09035CPAN00002 | Control Panel | Mechanical Equipment | 09035CPAN00002 | 13/Gr Fl Rm. G2413 | Control Panel | Siemens | [21 empty] | Active | 2 | 2011-11-08 01:35 | Qi, Zhong
30204 | 13 - ROLLUP - 08719DOOR00001 |  | 08719 | 08719DOOR00001 | Door | Mechanical Equipment | 08719DOOR00001 | 13/1st Fl Platform "A: |  | Overhead Door Co. | [21 empty] | Active | 1 | 2011-11-08 01:35 | Qi, Zhong
30205 | 13 - EF-7 - 01662MTRF00001 |  | 01662 | 01662MTRF00001 | Motor Fan | Mechanical Equipment | 01662MTRF00001 | 13/N. PH Mech Rm |  | Dayton | 5K4484 | KS60CAK-2064 | [19 empty] | Active | 2 | 2011-11-08 01:35 | Qi, Zhong
30206 | 13 - EF-17 - 09058MTRF00001 |  | 09058 | 09058MTRF00001 | Motor Fan | Mechanical Equipment | 09058MTRF00001 |  |  | Dayton | [21 empty] | Active | 2 | 2011-11-08 01:35 | Qi, Zhong
30226 | 13 - ROLLUP - 04959DOOR00001 |  | 04959 | 04959DOOR00001 | Door | Mechanical Equipment | 04959DOOR00001 | 13/1st Fl |  | Kinnear | [21 empty] | Active | 1 | 2011-11-08 01:35 | Qi, Zhong
30227 | 13 - ROLLUP - 08720DOOR00001 |  | 08720 | 08720DOOR00001 | Door | Mechanical Equipment | 08720DOOR00001 | 13/Tunnel | Interior | Overhead Door Co. | [21 empty] | Active | 1 | 2011-11-08 01:35 | Qi, Zhong
30228 | 13 - ROLLUP - 09033DOOR00001 |  | 09033 | 09033DOOR00001 | Door | Mechanical Equipment | 09033DOOR00001 | 13/1st Fl Platform "G" |  | Metropolitan Rolling Door | ACGL-50 | 15038 | [19 empty] | Active | 1 | 2011-11-08 01:35 | Qi, Zhong
30229 | 13 - ROLLUP - 08712DOOR00001 |  | 08712 | 08712DOOR00001 | Door | Mechanical Equipment | 08712DOOR00001 | 13/1st Fl Platform "E" |  | Cornell Ironworks | M29A | [20 empty] | Active | 1 | 2011-11-08 01:35 | Qi, Zhong
30230 | 13 - ROLLUP - 08718DOOR00001 |  | 08718 | 08718DOOR00001 | Door | Mechanical Equipment | 08718DOOR00001 | 13/1st Fl Platform "A" |  | Overhead Door Co. | RG521 | [20 empty] | Active | 1 | 2011-11-08 01:35 | Qi, Zhong
30231 | 13 - ROLLUP - 08717DOOR00001 |  | 08717 | 08717DOOR00001 | Door | Mechanical Equipment | 08717DOOR00001 | 13/B1 Platform "B" |  | Overhead Door Co | [21 empty] | Active | 1 | 2011-11-08 01:35 | Qi, Zhong
30634 | 13 - SP - 00743PUMP00001 |  | 00743 | 00743PUMP00001 | Pump | Mechanical Equipment | 00743PUMP00001 | 13/South SubBsm't | Sump F905 | Weil |  | 48727 | [19 empty] | Active | 3 | 2011-11-08 01:35 | Qi, Zhong
30693 | 13 - ROLLUP - 08711DOOR00001 |  | 08711 | 08711DOOR00001 | Door | Mechanical Equipment | 08711DOOR00001 | 13/1st Fl Platform "E" |  | Cornell Ironworks | M29A | [20 empty] | Active | 1 | 2011-11-08 01:35 | Qi, Zhong
30699 | 13 - AHU-13 - 02200OAD00001 |  | 02200 | 02200OAD00001 | Outside Air Damper | Mechanical Equipment | 02200OAD00001 | 13/4th Fl. South PH | Air Damper | Siemens | [21 empty] | Active | 9 | 2011-11-08 01:35 | Qi, Zhong
30804 | 13 - ROLLUP - 08715DOOR00001 |  | 08715 | 08715DOOR00001 | Door | Mechanical Equipment | 08715DOOR00001 | 13/B1 Storage |  | Cornell Ironworks, Inc. | M95A | 9946869 | [19 empty] | Active | 1 | 2011-11-08 01:35 | Qi, Zhong
30805 | 13 - SF-7 - 00467FAN00001 |  | 00467 | 00467FAN00001 | Fan | Mechanical Equipment | 00467FAN00001 | 13/G902 | Supply air | Wagner | F-31 | F | [19 empty] | Active | 3 | 2011-11-08 01:35 | Qi, Zhong
30806 | 13 - SF-2 - 00475FAN00001 |  | 00475 | 00475FAN00001 | Fan | Mechanical Equipment | 00475FAN00001 | 13/4th Fl N. Penthouse | BI | Trane | 21 | N5879 | [19 empty] | Active | 3 | 2011-11-08 01:35 | Qi, Zhong
30807 | 13 - EF-2 - 09063FAN00001 |  | 09063 | 09063FAN00001 | Fan | Mechanical Equipment | 09063FAN00001 | 13/1E-82 S. Mech Rm | [23 empty] | Active | 2 | 2011-11-08 01:35 | Qi, Zhong
30808 | 13 - SF-8 - 00472FAN00001 |  | 00472 | 00472FAN00001 | Fan | Mechanical Equipment | 00472FAN00001 | 13/G906 |  | Silco Prod. Inc. | 5870 | E525 | [19 empty] | Active | 3 | 2011-11-08 01:35 | Qi, Zhong
30809 | 13 - EF-18 - 09092FAN00001 |  | 09092 | 09092FAN00001 | Fan | Mechanical Equipment | 09092FAN00001 | 13/Roof | [23 empty] | Active | 1 | 2011-11-08 01:35 | Qi, Zhong
30946 | 13 - AHU - 09066CC00001 |  | 09066 | 09066CC00001 | Cooling Coil | Mechanical Equipment | 09066CC00001 | 13/1st Fl Rm 301 | Cooling/CHW | [22 empty] | Active | 2 | 2011-11-08 01:35 | Qi, Zhong
30954 | 13 - SF-15 - 09052FAN00002 |  | 09052 | 09052FAN00002 | Fan | Mechanical Equipment | 09052FAN00002 | 13/3rd Fl Penthouse | Return | Trane | K00H40036A | [20 empty] | Active | 4 | 2011-11-08 01:35 | Qi, Zhong
31244 | 13 - AHU - 04974MTRF00001 |  | 04974 | 04974MTRF00001 | Motor Fan | Mechanical Equipment | 04974MTRF00001 | 13/1st Fl Sheet Metal Shop |  | G.E. | 5K215AC3D5 | 45756009 | [19 empty] | Deactivated | 4 | 2011-11-08 01:35 | Qi, Zhong
31245 | 13 - SF-7 - 00467MTRF00001 |  | 00467 | 00467MTRF00001 | Motor Fan | Mechanical Equipment | 00467MTRF00001 | 13/G902 |  | Baldor | 21570525-01 | [20 empty] | Active | 6 | 2011-11-08 01:35 | Qi, Zhong
31246 | 13 - EF-2 - 01661MTRF00001 |  | 01661 | 01661MTRF00001 | Motor Fan | Mechanical Equipment | 01661MTRF00001 | 13/S. PH Mech Rm |  | Marathon | [21 empty] | Active | 2 | 2011-11-08 01:35 | Qi, Zhong
31247 | 13 - EF - 01579MTRF00001 |  | 01579 | 01579MTRF00001 | Motor Fan | Mechanical Equipment | 01579MTRF00001 | 13/1st Fl | [23 empty] | Deactivated | 2 | 2011-11-08 01:35 | Qi, Zhong
31248 | 13 - SF-7 - 00467MTRF00002 |  | 00467 | 00467MTRF00002 | Motor Fan | Mechanical Equipment | 00467MTRF00002 | 13/Corridor to G904 |  | GE | [21 empty] | Active | 7 | 2011-11-08 01:35 | Qi, Zhong
31249 | 13 - SF-8 - 00472MTRF00001 |  | 00472 | 00472MTRF00001 | Motor Fan | Mechanical Equipment | 00472MTRF00001 | 13/G906 |  | Baldor | Spec# 18-474-16 | 6223M-115 | [19 empty] | Active | 5 | 2011-11-08 01:35 | Qi, Zhong
31250 | 13 - EF-4 - 01659MTRF00001 |  | 01659 | 01659MTRF00001 | Motor Fan | Mechanical Equipment | 01659MTRF00001 | 13/N. PH Mech Rm |  | Century | SCM-324-JA333N | 12AF44902 | [19 empty] | Active | 2 | 2011-11-08 01:35 | Qi, Zhong
31262 | 13 - SF-15 - 09052FAN00001 |  | 09052 | 09052FAN00001 | Fan | Mechanical Equipment | 09052FAN00001 | 13/3rd Fl Penthouse | Supply | Trane | K00H40045A | [20 empty] | Active | 3 | 2011-11-08 01:35 | Qi, Zhong
31263 | 13 - SF-7 - 00467FAN00002 |  | 00467 | 00467FAN00002 | Fan | Mechanical Equipment | 00467FAN00002 | 13/Corridor to G904 | Return Air | [22 empty] | Active | 4 | 2011-11-08 01:35 | Qi, Zhong
31264 | 13 - EF10 - 01666FAN00001 |  | 01666 | 01666FAN00001 | Fan | Mechanical Equipment | 01666FAN00001 | 13/3rd Fl. Rm 3E35 | B-1 Centrifugal | Trane | 21 | B4550 | [19 empty] | Active | 1 | 2011-11-08 01:35 | Qi, Zhong
31265 | 13 - EF-27 - 09103FAN00001 |  | 09103 | 09103FAN00001 | Fan | Mechanical Equipment | 09103FAN00001 | 13/Roof | [23 empty] | Active | 1 | 2011-11-08 01:35 | Qi, Zhong
31297 | 13 - SF-7 - 00467OAD00001 |  | 00467 | 00467OAD00001 | Outside Air Damper | Mechanical Equipment | 00467OAD00001 | 13/G902 | Air Damper | [22 empty] | Active | 8 | 2011-11-08 01:35 | Qi, Zhong
31403 | 13 - STM - 02192ML00002 |  | 02192 | 02192ML00002 | Steam Station(med to low) | Mechanical Equipment | 02192ML00002 | 13/N. Bsm't Mech Rm | Main Valve - L3 | Spence |  | CC088-11 | [19 empty] | Active | 6 | 2011-11-08 01:35 | Qi, Zhong
31404 | 13 - STM - 02192ML00001 |  | 02192 | 02192ML00001 | Steam Station(med to low) | Mechanical Equipment | 02192ML00001 | 13/N. Bsm't Mech Rm | Main Valve - L3 | Spence |  | CC088-9 | [19 empty] | Active | 5 | 2011-11-08 01:35 | Qi, Zhong
31405 | 13 - STM - 02192ML00003 |  | 02192 | 02192ML00003 | Steam Station(med to low) | Mechanical Equipment | 02192ML00003 | 13/N. Bsm't Mech Rm | Main Valve - L3 | Spence |  | CC088-13 | [19 empty] | Active | 7 | 2011-11-08 01:35 | Qi, Zhong
31406 | 13 - STM - 02201ML00002 |  | 02201 | 02201ML00002 | Steam Station(med to low) | Mechanical Equipment | 02201ML00002 | 13/S. PH Mech rm |  | Kay & McDonald-D'estes |  | 4362 | [19 empty] | Active | 4 | 2011-11-08 01:35 | Qi, Zhong
31700 | 13 - AHU - 09066OAD00001 |  | 09066 | 09066OAD00001 | Outside Air Damper | Mechanical Equipment | 09066OAD00001 | 13/1st Fl Rm 301 | Air Damper | [22 empty] | Active | 5 | 2011-11-08 01:35 | Qi, Zhong
31701 | 13 - SF-2 - 00475OAD00001 |  | 00475 | 00475OAD00001 | Outside Air Damper | Mechanical Equipment | 00475OAD00001 | 13/4th Fl N. Penthouse | Air Damper | [22 empty] | Active | 6 | 2011-11-08 01:35 | Qi, Zhong
31724 | 13 - CR - 02202TANK00001 |  | 02202 | 02202TANK00001 | Tank | Mechanical Equipment | 02202TANK00001 | 13/S. PH Mech Rm | [23 empty] | Active | 5 | 2011-11-08 01:35 | Qi, Zhong
31725 | 13 - REHEAT - 09068TANK00001 |  | 09068 | 09068TANK00001 | Tank | Mechanical Equipment | 09068TANK00001 | 13/Gr Fl Mech Rm | [23 empty] | Active | 5 | 2011-11-08 01:35 | Qi, Zhong
31726 | 13 - DSTILW - 02868TANK00001 |  | 02868 | 02868TANK00001 | Tank | Mechanical Equipment | 02868TANK00001 | 13/S. Penthouse | [23 empty] | Active | 3 | 2011-11-08 01:35 | Qi, Zhong
31727 | 13 - SF-15 - 09052VFD00002 |  | 09052 | 09052VFD00002 | Variable Frequency Drive | Mechanical Equipment | 09052VFD00002 | 13/3rd Fl Penthouse | Square "D" | [22 empty] | Active | 16 | 2011-11-08 01:35 | Qi, Zhong
31732 | 13 - REHEAT - 09078PUMP00002 |  | 09078 | 09078PUMP00002 | Pump | Mechanical Equipment | 09078PUMP00002 | 13/South PH Mech Rm |  | Armstrong | 4030MB250 | 21408-7 | [19 empty] | Active | 5 | 2011-11-08 01:35 | Qi, Zhong
31735 | 13 - SP - 00743MTRP00001 |  | 00743 | 00743MTRP00001 | Motor Pump | Mechanical Equipment | 00743MTRP00001 | 13/South SubBsm't |  | Hoover |  | 6890JJ17909 | [19 empty] | Active | 1 | 2011-11-08 01:35 | Qi, Zhong
31736 | 13 - VAC - 00684MTRP00001 |  | 00684 | 00684MTRP00001 | Motor Pump | Mechanical Equipment | 00684MTRP00001 | 13/N. Bsm't Mech Rm |  | Magnetek | 36j235w415g1 | f0209185588 | [19 empty] | Deactivated | 1 | 2011-11-08 01:35 | Qi, Zhong
31737 | 13 - SP - 00742MTRP00001 |  | 00742 | 00742MTRP00001 | Motor Pump | Mechanical Equipment | 00742MTRP00001 | 13/North Bsm't |  | Hoover |  | 6890JJ17835 | [19 empty] | Active | 1 | 2011-11-08 01:35 | Qi, Zhong
31738 | 13 - VAC - 00684MTRP00002 |  | 00684 | 00684MTRP00002 | Motor Pump | Mechanical Equipment | 00684MTRP00002 | 13/N. Bsm't Mech Rm |  | Magnetek | 36j235w415g1 | f0209185588 | [19 empty] | Deactivated | 2 | 2011-11-08 01:35 | Qi, Zhong
31739 | 13 - HW - 09054MTRP00002 |  | 09054 | 09054MTRP00002 | Motor Pump | Mechanical Equipment | 09054MTRP00002 | 13/3rd Fl NE Penthouse |  | Bell & Gossett | M98559 | G64 | [19 empty] | Active | 4 | 2011-11-08 01:35 | Qi, Zhong
31740 | 13 - HW - 09054MTRP00001 |  | 09054 | 09054MTRP00001 | Motor Pump | Mechanical Equipment | 09054MTRP00001 | 13/3rd Fl NE Penthouse |  | Bell & Gossett | M98559 | G99 | [19 empty] | Active | 3 | 2011-11-08 01:35 | Qi, Zhong
31742 | 13 - SF-2 - 00475MTRF00001 |  | 00475 | 00475MTRF00001 | Motor Fan | Mechanical Equipment | 00475MTRF00001 | 13/4th Fl N. Penthouse |  | Continental Elect. Co. | R902060 | W326U | [19 empty] | Active | 5 | 2011-11-08 01:35 | Qi, Zhong
31743 | 13 - EF-5 - 01658MTRF00001 |  | 01658 | 01658MTRF00001 | Motor Fan | Mechanical Equipment | 01658MTRF00001 | 13/N. PH Mech Rm |  | Baldor | M3234 | 36579-93 | [19 empty] | Active | 2 | 2011-11-08 01:35 | Qi, Zhong
31744 | 13 - EF-3 - 01657MTRF00001 |  | 01657 | 01657MTRF00001 | Motor Fan | Mechanical Equipment | 01657MTRF00001 | 13/Basement S. Mech. | [23 empty] | Active | 2 | 2011-11-08 01:35 | Qi, Zhong
31751 | 13 - EF-12 - 09088FAN00001 |  | 09088 | 09088FAN00001 | Fan | Mechanical Equipment | 09088FAN00001 | 13/Roof |  | Penn Ventilator | REX-14B | [20 empty] | Active | 1 | 2011-11-08 01:35 | Qi, Zhong
31752 | 13 - EF-14 - 09089FAN00001 |  | 09089 | 09089FAN00001 | Fan | Mechanical Equipment | 09089FAN00001 | 13/Roof |  | Centi Master | QBR137 | [20 empty] | Active | 1 | 2011-11-08 01:35 | Qi, Zhong
31753 | 13 - EF-16 - 09091FAN00001 |  | 09091 | 09091FAN00001 | Fan | Mechanical Equipment | 09091FAN00001 | 13/Roof | [23 empty] | Active | 1 | 2011-11-08 01:35 | Qi, Zhong
31754 | 13 - AHU-3 - 09036FAN00001 |  | 09036 | 09036FAN00001 | Fan | Mechanical Equipment | 09036FAN00001 | 13/Ground Floor |  | Trane |  | K96D36329 | [19 empty] | Active | 3 | 2011-11-08 01:35 | Qi, Zhong
31806 | 13 - EF-6 - 01656FAN00001 |  | 01656 | 01656FAN00001 | Fan | Mechanical Equipment | 01656FAN00001 | 13/N. Bsm't Mech Rm | B-1 Centrifugal | Trane | 21 | 0-4548 | [19 empty] | Active | 1 | 2011-11-08 01:35 | Qi, Zhong
31807 | 13 - AHU-3 - 09036MTRF00001 |  | 09036 | 09036MTRF00001 | Motor Fan | Mechanical Equipment | 09036MTRF00001 | 13/Ground Floor | [23 empty] | Active | 4 | 2011-11-08 01:35 | Qi, Zhong
31808 | 13 - CHW - 03692MTRP00001 |  | 03692 | 03692MTRP00001 | Motor Pump | Mechanical Equipment | 03692MTRP00001 | 13/4th Fl S. Penthouse |  | Marathon | KB213TTDR7559AAW | [20 empty] | Active | 1 | 2011-11-08 01:35 | Qi, Zhong
31809 | 13 - SP - 00743PUMP00002 |  | 00743 | 00743PUMP00002 | Pump | Mechanical Equipment | 00743PUMP00002 | 13/South SubBsm't |  | Weil | 2-120014 1/2 | 209-102 | [19 empty] | Active | 4 | 2011-11-08 01:35 | Qi, Zhong
31833 | 13 - AHU-13 - 02200MTRF00002 |  | 02200 | 02200MTRF00002 | Motor Fan | Mechanical Equipment | 02200MTRF00002 | 13/S. PH Mech Rm | RAF | Reliance EleCtri | [21 empty] | Active | 8 | 2011-11-08 01:35 | Qi, Zhong
31834 | 13 - AHU-13 - 02200MTRF00001 |  | 02200 | 02200MTRF00001 | Motor Fan | Mechanical Equipment | 02200MTRF00001 | 13/S. PH Mech Rm | Supply Air | [22 empty] | Active | 7 | 2011-11-08 01:35 | Qi, Zhong
31835 | 13 - EF-6 - 01656MTRF00001 |  | 01656 | 01656MTRF00001 | Motor Fan | Mechanical Equipment | 01656MTRF00001 | 13/N. Bsm't Mech Rm |  | Century | SC81.BK4.13 | AE-11 | [19 empty] | Active | 2 | 2011-11-08 01:35 | Qi, Zhong
31836 | 13 - EF - 10572FAN00002 |  | 10572 | 10572FAN00002 | Fan | Mechanical Equipment | 10572FAN00002 | 13/4th. S. Penthouse | [23 empty] | Active | 2 | 2011-11-08 01:35 | Qi, Zhong
31837 | 13 - EF-7 - 01662FAN00001 |  | 01662 | 01662FAN00001 | Fan | Mechanical Equipment | 01662FAN00001 | 13/N. PH Mech Rm | B-1 Centrifugal | Trane | 21SWSI | 04549 | [19 empty] | Active | 1 | 2011-11-08 01:35 | Qi, Zhong
31838 | 13 - EF - 10572FAN00001 |  | 10572 | 10572FAN00001 | Fan | Mechanical Equipment | 10572FAN00001 | 13/4th. S. Penthouse | [23 empty] | Active | 1 | 2011-11-08 01:35 | Qi, Zhong
31839 | 13 - EF-2 - 01661FAN00001 |  | 01661 | 01661FAN00001 | Fan | Mechanical Equipment | 01661FAN00001 | 13/S. PH Mech Rm | B-1 Centrifugal | Trane | 21 | 0-4547 | [19 empty] | Active | 1 | 2011-11-08 01:35 | Qi, Zhong
31840 | 13 - EF-4 - 01659FAN00001 |  | 01659 | 01659FAN00001 | Fan | Mechanical Equipment | 01659FAN00001 | 13/N. PH Mech Rm | B-1 Centrifugal | Trane | 21 | N-5880 | [19 empty] | Active | 1 | 2011-11-08 01:35 | Qi, Zhong
31841 | 13 - AHU - 01682FAN00001 |  | 01682 | 01682FAN00001 | Fan | Mechanical Equipment | 01682FAN00001 | 13/1st Fl Southend | Torridor | Trane | 28 CB1 | C-7894 | [19 empty] | Removed | 3 | 2012-03-08 10:38 | Qi, Zhong
31842 | 13 - EF-28 - 09104FAN00001 |  | 09104 | 09104FAN00001 | Fan | Mechanical Equipment | 09104FAN00001 | 13/Roof | [23 empty] | Active | 1 | 2011-11-08 01:35 | Qi, Zhong
31851 | 13 - STM - 02201ML00001 |  | 02201 | 02201ML00001 | Steam Station(med to low) | Mechanical Equipment | 02201ML00001 | 13/S. PH Mech Rm |  | D'estes | [21 empty] | Active | 3 | 2011-11-08 01:35 | Qi, Zhong
31852 | 13 - SF-15 - 09052VFD00001 |  | 09052 | 09052VFD00001 | Variable Frequency Drive | Mechanical Equipment | 09052VFD00001 | 13/3rd Fl Penthouse | Square "D" | [22 empty] | Active | 15 | 2011-11-08 01:35 | Qi, Zhong
31872 | 13 - CR - 00292MTRP00001 |  | 00292 | 00292MTRP00001 | Motor Pump | Mechanical Equipment | 00292MTRP00001 | 13/Gr Fl Storeroom G325 |  | A.O. Smith | [21 empty] | Active | 1 | 2011-11-08 01:35 | Qi, Zhong
31873 | 13 - CR - 00288MTRP00002 |  | 00288 | 00288MTRP00002 | Motor Pump | Mechanical Equipment | 00288MTRP00002 | 13/Basement N. Mech. |  | A.O. Smith | [21 empty] | Active | 3 | 2011-11-08 01:35 | Qi, Zhong
31874 | 13 - SF-15 - 09052MTRP00001 |  | 09052 | 09052MTRP00001 | Motor Pump | Mechanical Equipment | 09052MTRP00001 | 13/3rd Fl Penthouse |  | Bell & Gossett | [21 empty] | Active | 9 | 2011-11-08 01:35 | Qi, Zhong
31875 | 13 - CR - 00288MTRP00001 |  | 00288 | 00288MTRP00001 | Motor Pump | Mechanical Equipment | 00288MTRP00001 | 13/Basement N. Mech. |  | A.O. Smith | [21 empty] | Active | 2 | 2011-11-08 01:35 | Qi, Zhong
31876 | 13 - SP - 00743MTRP00002 |  | 00743 | 00743MTRP00002 | Motor Pump | Mechanical Equipment | 00743MTRP00002 | 13/South SubBsm't |  | G.E. | 5K43JG4614 | [20 empty] | Active | 2 | 2011-11-08 01:35 | Qi, Zhong
31877 | 13 - CHW - 00556MTRP00002 |  | 00556 | 00556MTRP00002 | Motor Pump | Mechanical Equipment | 00556MTRP00002 | 13/Subbsm't Mech Rm |  | Lima Electric | [21 empty] | Active | 2 | 2011-11-08 01:35 | Qi, Zhong
31878 | 13 - CHW - 00556MTRP00001 |  | 00556 | 00556MTRP00001 | Motor Pump | Mechanical Equipment | 00556MTRP00001 | 13/Subbsm't Mech Rm |  | Lima Electric | [21 empty] | Active | 1 | 2011-11-08 01:35 | Qi, Zhong
31879 | 13 - CHW - 03692MTRP00002 |  | 03692 | 03692MTRP00002 | Motor Pump | Mechanical Equipment | 03692MTRP00002 | 13/4th Fl S. Penthouse |  | Marathon | KB213TTDR7559AAW | [20 empty] | Active | 2 | 2011-11-08 01:35 | Qi, Zhong
31880 | 13 - REHEAT - 09078MTRP00001 |  | 09078 | 09078MTRP00001 | Motor Pump | Mechanical Equipment | 09078MTRP00001 | 13/South PH Mech Rm |  | General Electricf | 5K213AG209 | CCf | [19 empty] | Active | 2 | 2011-11-08 01:35 | Qi, Zhong
31881 | 13 - REHEAT - 09035MTRP00002 |  | 09035 | 09035MTRP00002 | Motor Pump | Mechanical Equipment | 09035MTRP00002 | 13/Gr Fl Rm. G2413 |  | Emerson | P55BLZ-69S | [20 empty] | Active | 5 | 2011-11-08 01:35 | Qi, Zhong
31882 | 13 - SF-14 - 09055OAD00001 |  | 09055 | 09055OAD00001 | Outside Air Damper | Mechanical Equipment | 09055OAD00001 | 13/3rd Fl. N.E PH | Air Damper | [22 empty] | Active | 10 | 2011-11-08 01:35 | Qi, Zhong
31905 | 13 - EF-20 - 09096FAN00001 |  | 09096 | 09096FAN00001 | Fan | Mechanical Equipment | 09096FAN00001 | 13/Roof |  | Penn Ventilator | LC40 | [20 empty] | Active | 1 | 2011-11-08 01:35 | Qi, Zhong
31908 | 13 - VAC - 02198MTRP00002 |  | 02198 | 02198MTRP00002 | Motor Pump | Mechanical Equipment | 02198MTRP00002 | 13/4th Fl. South PH | [23 empty] | Active | 3 | 2011-11-08 01:35 | Qi, Zhong
31948 | 13 - SP - 00742PUMP00001 |  | 00742 | 00742PUMP00001 | Pump | Mechanical Equipment | 00742PUMP00001 | 13/North Bsm't | Sump F905 | Weil |  | 48727 | [19 empty] | Active | 3 | 2011-11-08 01:35 | Qi, Zhong
31949 | 13 - SP - 00742PUMP00002 |  | 00742 | 00742PUMP00002 | Pump | Mechanical Equipment | 00742PUMP00002 | 13/North Bsm't | [23 empty] | Active | 4 | 2011-11-08 01:35 | Qi, Zhong
31950 | 13 - CHW - 03692PUMP00001 |  | 03692 | 03692PUMP00001 | Pump | Mechanical Equipment | 03692PUMP00001 | 13/4th Fl S. Penthouse | 344BF | Aurora | 86-7986-1 | [20 empty] | Active | 3 | 2011-11-08 01:35 | Qi, Zhong
31951 | 13 - VAC - 00684PUMP00002 |  | 00684 | 00684PUMP00002 | Pump | Mechanical Equipment | 00684PUMP00002 | 13/N. Bsm't Mech Rm | Reciprocating Vacuum | Rietschle | vacfox 2333727 | 102651-2100 | [19 empty] | Deactivated | 4 | 2011-11-08 01:35 | Qi, Zhong
31952 | 13 - REHEAT - 09078PUMP00001 |  | 09078 | 09078PUMP00001 | Pump | Mechanical Equipment | 09078PUMP00001 | 13/South PH Mech Rm |  | Armstrong | 4030MB250 | 21407-7 | [19 empty] | Active | 4 | 2011-11-08 01:35 | Qi, Zhong
31953 | 13 - HW - 09054PUMP00002 |  | 09054 | 09054PUMP00002 | Pump | Mechanical Equipment | 09054PUMP00002 | 13/3rd Fl NE Penthouse |  | Bell & Gossett | 60 | [20 empty] | Active | 6 | 2011-11-08 01:35 | Qi, Zhong
31954 | 13 - CR - 02202PUMP00001 |  | 02202 | 02202PUMP00001 | Pump | Mechanical Equipment | 02202PUMP00001 | 13/S. PH Mech Rm | [23 empty] | Active | 3 | 2011-11-08 01:35 | Qi, Zhong
31955 | 13 - DHW - 02203PUMP00001 |  | 02203 | 02203PUMP00001 | Pump | Mechanical Equipment | 02203PUMP00001 | 13/S. PH Mech Rm |  | Bell & Gossett | [21 empty] | Active | 3 | 2011-11-08 01:35 | Qi, Zhong
31956 | 13 - CHW - 00556PUMP00001 |  | 00556 | 00556PUMP00001 | Pump | Mechanical Equipment | 00556PUMP00001 | 13/Subbsm't Mech Rm |  | Buffalo |  | 220225C | [19 empty] | Active | 3 | 2011-11-08 01:35 | Qi, Zhong
31957 | 13 - DHW - 02203MTRP00001 |  | 02203 | 02203MTRP00001 | Motor Pump | Mechanical Equipment | 02203MTRP00001 | 13/S. PH Mech Rm |  | Bell & Gossett | [21 empty] | Active | 2 | 2011-11-08 01:35 | Qi, Zhong
31958 | 13 - SP - 00742MTRP00002 |  | 00742 | 00742MTRP00002 | Motor Pump | Mechanical Equipment | 00742MTRP00002 | 13/North Bsm't |  | Marathon | EVC56T17D2107A | [20 empty] | Active | 2 | 2011-11-08 01:35 | Qi, Zhong
31959 | 13 - CA - 10569MTRP00001 |  | 10569 | 10569MTRP00001 | Motor Pump | Mechanical Equipment | 10569MTRP00001 | 13/S. Penthouse |  | Dayton | [21 empty] | Active | 3 | 2011-11-08 01:35 | Qi, Zhong
31960 | 13 - REHEAT - 09068MTRP00001 |  | 09068 | 09068MTRP00001 | Motor Pump | Mechanical Equipment | 09068MTRP00001 | 13/Gr Fl Mech Rm |  | A.O. Smith |  | BX-0923 | [19 empty] | Active | 3 | 2011-11-08 01:35 | Qi, Zhong
31961 | 13 - ROLLUP - 08717OPER00001 |  | 08717 | 08717OPER00001 | Operator (Rollup Door) | Mechanical Equipment | 08717OPER00001 | 13/B1 Platform "B" | [23 empty] | Active | 2 | 2011-11-08 01:35 | Qi, Zhong
31962 | 13 - ROLLUP - 08716OPER00001 |  | 08716 | 08716OPER00001 | Operator (Rollup Door) | Mechanical Equipment | 08716OPER00001 | 13/Platform "B" | [23 empty] | Active | 3 | 2011-11-08 01:35 | Qi, Zhong
31963 | 13 - ROLLUP - 08715OPER00001 |  | 08715 | 08715OPER00001 | Operator (Rollup Door) | Mechanical Equipment | 08715OPER00001 | 13/B1 Storage |  | ABL Enterprises, Inc. | HHRL-50 | 46915 | [19 empty] | Active | 3 | 2011-11-08 01:35 | Qi, Zhong
31964 | 13 - ROLLUP - 08713OPER00001 |  | 08713 | 08713OPER00001 | Operator (Rollup Door) | Mechanical Equipment | 08713OPER00001 | 13/1st Fl Platform "D" | Chain/Manually | [22 empty] | Active | 2 | 2011-11-08 01:35 | Qi, Zhong
31976 | 13 - EF-21 - 09097FAN00001 |  | 09097 | 09097FAN00001 | Fan | Mechanical Equipment | 09097FAN00001 | 13/Roof |  | Penn Ventilator | LC-40 | [20 empty] | Active | 1 | 2011-11-08 01:35 | Qi, Zhong
31977 | 13 - EF-5 - 09081FAN00001 |  | 09081 | 09081FAN00001 | Fan | Mechanical Equipment | 09081FAN00001 | 13/Roof |  | Penn Ventilator | FX12BH | [20 empty] | Active | 1 | 2011-11-08 01:35 | Qi, Zhong
31978 | 13 - EF-11 - 09087FAN00001 |  | 09087 | 09087FAN00001 | Fan | Mechanical Equipment | 09087FAN00001 | 13/Roof | [23 empty] | Active | 1 | 2011-11-08 01:35 | Qi, Zhong
31979 | 13 - EF-19 - 09093FAN00001 |  | 09093 | 09093FAN00001 | Fan | Mechanical Equipment | 09093FAN00001 | 13/Roof | [23 empty] | Active | 1 | 2011-11-08 01:35 | Qi, Zhong
31980 | 13 - EF-3 - 01657FAN00001 |  | 01657 | 01657FAN00001 | Fan | Mechanical Equipment | 01657FAN00001 | 13/Basement S. Mech. | [23 empty] | Active | 1 | 2011-11-08 01:35 | Qi, Zhong
31998 | 13 - SF-1 - 03517OAD00001 |  | 03517 | 03517OAD00001 | Outside Air Damper | Mechanical Equipment | 03517OAD00001 | 13/4th Fl. S. Penthouse | Air Damper | [22 empty] | Active | 8 | 2011-11-08 01:35 | Qi, Zhong
31999 | 13 - AHU - 04974OAD00001 |  | 04974 | 04974OAD00001 | Outside Air Damper | Mechanical Equipment | 04974OAD00001 | 13/1st Fl Sheet Metal Shop | Air Damper | [22 empty] | Deactivated | 5 | 2011-11-08 01:35 | Qi, Zhong
32000 | 13 - AHU-13 - 02200CC00001 |  | 02200 | 02200CC00001 | Cooling Coil | Mechanical Equipment | 02200CC00001 | 13/4th Fl. South PH | CHW/Cooling | [22 empty] | Active | 2 | 2011-11-08 01:35 | Qi, Zhong
32001 | 13 - SF-15 - 09052CC00001 |  | 09052 | 09052CC00001 | Cooling Coil | Mechanical Equipment | 09052CC00001 | 13/3rd Fl Penthouse | CHW/Cooling | [22 empty] | Active | 2 | 2011-11-08 01:35 | Qi, Zhong
32002 | 13 - SF-14 - 09055CC00001 |  | 09055 | 09055CC00001 | Cooling Coil | Mechanical Equipment | 09055CC00001 | 13/3rd Fl. N.E PH | Cooling/CHW | [22 empty] | Active | 2 | 2011-11-08 01:35 | Qi, Zhong
32003 | 13 - SF-1 - 03517CC00001 |  | 03517 | 03517CC00001 | Cooling Coil | Mechanical Equipment | 03517CC00001 | 13/4th Fl. S. Penthouse | CHW/Cooling | [22 empty] | Active | 2 | 2011-11-08 01:35 | Qi, Zhong
32004 | 13 - AHU - 04973CC00001 |  | 04973 | 04973CC00001 | Cooling Coil | Mechanical Equipment | 04973CC00001 | 13/1st Fl Sheet Metal Shop | Cooling/CHW | [22 empty] | Deactivated | 2 | 2011-11-08 01:35 | Qi, Zhong
32065 | 13 - BDOCK - 04721MTRP00001 |  | 04721 | 04721MTRP00001 | Motor Pump | Mechanical Equipment | 04721MTRP00001 | 13/1st Fl Platform "C" | [23 empty] | Active | 2 | 2011-11-08 01:35 | Qi, Zhong
32066 | 13 - BDOCK - 08825MTRP00001 |  | 08825 | 08825MTRP00001 | Motor Pump | Mechanical Equipment | 08825MTRP00001 | 13/B1 Platform "B" | [23 empty] | Active | 2 | 2011-11-08 01:35 | Qi, Zhong
32067 | 13 - CP - 00635MTRP00002 |  | 00635 | 00635MTRP00002 | Motor Pump | Mechanical Equipment | 00635MTRP00002 | 13/Basement S. Mech |  | A.O. Smith | [21 empty] | Active | 3 | 2011-11-08 01:35 | Qi, Zhong
32068 | 13 - REHEAT - 09078MTRP00002 |  | 09078 | 09078MTRP00002 | Motor Pump | Mechanical Equipment | 09078MTRP00002 | 13/South PH Mech Rm | [23 empty] | Active | 3 | 2011-11-08 01:35 | Qi, Zhong
32069 | 13 - REHEAT - 09035MTRP00001 |  | 09035 | 09035MTRP00001 | Motor Pump | Mechanical Equipment | 09035MTRP00001 | 13/Gr Fl Rm G2413 |  | Emerson | P55BLZ-69S | [20 empty] | Active | 4 | 2011-11-08 01:35 | Qi, Zhong
32070 | 13 - CP - 00635MTRP00001 |  | 00635 | 00635MTRP00001 | Motor Pump | Mechanical Equipment | 00635MTRP00001 | 13/Basement S. Mech |  | A.O. Smith | [21 empty] | Active | 2 | 2011-11-08 01:35 | Qi, Zhong
32071 | 13 - SF-14 - 09055MTRP00001 |  | 09055 | 09055MTRP00001 | Motor Pump | Mechanical Equipment | 09055MTRP00001 | 13/3rd Fl. N.E PH |  | Bell & Gossett | [21 empty] | Active | 9 | 2011-11-08 01:35 | Qi, Zhong
32073 | 13 - EF - 03859MTRF00001 |  | 03859 | 03859MTRF00001 | Motor Fan | Mechanical Equipment | 03859MTRF00001 | 13/1st Fl |  | Reliance | ID# P18G25F-CZ | [20 empty] | Active | 2 | 2011-11-08 01:35 | Qi, Zhong
32074 | 13 - AHU - 04975MTRF00001 |  | 04975 | 04975MTRF00001 | Motor Fan | Mechanical Equipment | 04975MTRF00001 | 13/1st Fl |  | G.E. | 5K184AC217 | 4527435 | [19 empty] | Active | 4 | 2011-11-08 01:35 | Qi, Zhong
32075 | 13 - SF-1 - 03517MTRF00002 |  | 03517 | 03517MTRF00002 | Motor Fan | Mechanical Equipment | 03517MTRF00002 | 13/4th Fl. S. Penthouse |  | U.S. Electrical Motor | ID# R-133703170 | [20 empty] | Active | 7 | 2011-11-08 01:35 | Qi, Zhong
32076 | 13 - AHU - 01682MTRF00001 |  | 01682 | 01682MTRF00001 | Motor Fan | Mechanical Equipment | 01682MTRF00001 | 13/1st Fl Southend |  | Wagner | P3069-K3355 | [20 empty] | Removed | 4 | 2012-03-08 10:38 | Qi, Zhong
32077 | 13 - SF-1 - 03517MTRF00001 |  | 03517 | 03517MTRF00001 | Motor Fan | Mechanical Equipment | 03517MTRF00001 | 13/4th Fl. S. Penthouse |  | Magnetek | [21 empty] | Active | 6 | 2011-11-08 01:35 | Qi, Zhong
32182 | 13 - SF-15 - 09052OAD00001 |  | 09052 | 09052OAD00001 | Outside Air Damper | Mechanical Equipment | 09052OAD00001 | 13/3rd Fl Penthouse | Air Damper | [22 empty] | Active | 10 | 2011-11-08 01:35 | Qi, Zhong
32183 | 13 - AHU-1 - 09062OAD00001 |  | 09062 | 09062OAD00001 | Outside Air Damper | Mechanical Equipment | 09062OAD00001 | 13/1st Fl. S.Mech Rm 1E-82 | Air Damper | [22 empty] | Active | 6 | 2011-11-08 01:35 | Qi, Zhong
32204 | 13 - STM - 02201ML00003 |  | 02201 | 02201ML00003 | Steam Station(med to low) | Mechanical Equipment | 02201ML00003 | 13/S. PH Mech Rm | E | Spence | UM227-1 | [20 empty] | Active | 5 | 2011-11-08 01:35 | Qi, Zhong
32205 | 13 - CA - 03847TANK00001 |  | 03847 | 03847TANK00001 | Tank | Mechanical Equipment | 03847TANK00001 | 13/S. Bsm't Mech Rm | USH5021 | DeVilbiss |  | E5688 | [19 empty] | Active | 4 | 2011-11-08 01:35 | Qi, Zhong
32206 | 13 - REHEAT - 04010TANK00001 |  | 04010 | 04010TANK00001 | Tank | Mechanical Equipment | 04010TANK00001 | 13/1st Fl S. Mech Rm |  | Bell & Gossett |  | N.B. 98847 | [19 empty] | Active | 6 | 2011-11-08 01:35 | Qi, Zhong
32207 | 13 - REHEAT - 09056TANK00001 |  | 09056 | 09056TANK00001 | Tank | Mechanical Equipment | 09056TANK00001 | 13/4th Fl Penthouse | [23 empty] | Active | 7 | 2011-11-08 01:35 | Qi, Zhong
32208 | 13 - CA - 10570TANK00001 |  | 10570 | 10570TANK00001 | Tank | Mechanical Equipment | 10570TANK00001 | 13/Basement N. Mech. |  | National Broad |  | 370668 | [19 empty] | Active | 4 | 2011-11-08 01:35 | Qi, Zhong
32209 | 13 - AHU-13 - 02200FAN00001 |  | 02200 | 02200FAN00001 | Fan | Mechanical Equipment | 02200FAN00001 | 13/S. PH Mech Rm | Supply Air | [22 empty] | Active | 3 | 2011-11-08 01:35 | Qi, Zhong
32210 | 13 - AHU-13 - 02200FAN00002 |  | 02200 | 02200FAN00002 | Fan | Mechanical Equipment | 02200FAN00002 | 13/S. PH Mech Rm | RAF | Greenheck | 44AF8W-41-3-1 | 04A16372 | [19 empty] | Active | 4 | 2011-11-08 01:35 | Qi, Zhong
32211 | 13 - EF-8 - 09084FAN00001 |  | 09084 | 09084FAN00001 | Fan | Mechanical Equipment | 09084FAN00001 | 13/Roof | [23 empty] | Active | 1 | 2011-11-08 01:35 | Qi, Zhong
32212 | 13 - EF-9 - 09085FAN00001 |  | 09085 | 09085FAN00001 | Fan | Mechanical Equipment | 09085FAN00001 | 13/Roof | [23 empty] | Active | 1 | 2011-11-08 01:35 | Qi, Zhong
32297 | 13 - AHU-1 - 09062AIRDRYER00001 |  | 09062 | 09062AIRDRYER00001 | Air Dryer | Mechanical Equipment | 09062AIRDRYER00001 | 13/1st Fl. S.Mech Rm 1E-82 |  | HANKISON | [21 empty] | Active | 2 | 2011-11-08 01:35 | Qi, Zhong
32298 | 13 - CA - 10570AIRDRYER00001 |  | 10570 | 10570AIRDRYER00001 | Air Dryer | Mechanical Equipment | 10570AIRDRYER00001 | 13/Basement N. Mech. |  | Hankison | [21 empty] | Active | 1 | 2011-11-08 01:35 | Qi, Zhong
32299 | 13 - CA - 10569AIRDRYER00001 |  | 10569 | 10569AIRDRYER00001 | Air Dryer | Mechanical Equipment | 10569AIRDRYER00001 | 13/S. Penthouse |  | Hankison | [21 empty] | Active | 1 | 2011-11-08 01:35 | Qi, Zhong
32300 | 13 - REHEAT - 09035AS00002 |  | 09035 | 09035AS00002 | Air Separator | Mechanical Equipment | 09035AS00002 | 13/Gr Fl Rm. G2413 | Air Separator | [22 empty] | Active | 1 | 2011-11-08 01:35 | Qi, Zhong
32301 | 13 - REHEAT - 04010AS00001 |  | 04010 | 04010AS00001 | Air Separator | Mechanical Equipment | 04010AS00001 | 13/1st Fl S. Mech Rm | Air Separator | Rolairtrol | T34638 | [20 empty] | Active | 1 | 2011-11-08 01:35 | Qi, Zhong
32302 | 13 - HW - 09054AS00001 |  | 09054 | 09054AS00001 | Air Separator | Mechanical Equipment | 09054AS00001 | 13/3rd Fl NE Penthouse | Air Separator | [22 empty] | Active | 1 | 2011-11-08 01:35 | Qi, Zhong
32303 | 13 - REHEAT - 09056AS00001 |  | 09056 | 09056AS00001 | Air Separator | Mechanical Equipment | 09056AS00001 | 13/4th Fl Penthouse |  | Bell & Gossett | [21 empty] | Active | 1 | 2011-11-08 01:35 | Qi, Zhong
32304 | 13 - REHEAT - 09068AS00001 |  | 09068 | 09068AS00001 | Air Separator | Mechanical Equipment | 09068AS00001 | 13/Gr Fl Mech Rm | Air Scoop | Taco | [21 empty] | Active | 1 | 2011-11-08 01:35 | Qi, Zhong
32305 | 13 - AUTOC - 04086AUTOC00001 |  | 04086 | 04086AUTOC00001 | Autoclave | Mechanical Equipment | 04086AUTOC00001 | 13/3W80 |  | Amsco | M65CDS-2 | 0110978007 | [19 empty] | Active | 1 | 2011-11-08 01:35 | Qi, Zhong
32306 | 13 - BDOCK - 08807BDOCK00001 |  | 08807 | 08807BDOCK00001 | Board Dock | Mechanical Equipment | 08807BDOCK00001 | 13/Platform "G" | [23 empty] | Active | 1 | 2011-11-08 01:35 | Qi, Zhong
32824 | 13 - BDOCK - 00462BDOCK00001 |  | 00462 | 00462BDOCK00001 | Board Dock | Mechanical Equipment | 00462BDOCK00001 | 13/1st Fl Dock "E" | Hydraulic | Beacon Industries, Inc. | HPK614-20 | 1920-2 | [19 empty] | Active | 1 | 2011-11-08 01:35 | Qi, Zhong
32838 | 13 - SF-14 - 09055HUMDFR00001 |  | 09055 | 09055HUMDFR00001 | Humidifier | Mechanical Equipment | 09055HUMDFR00001 | 13/3rd Fl. N.E PH |  | Dri Steem | STS50C | 1071523-02-01 | [19 empty] | Active | 6 | 2011-11-08 01:35 | Qi, Zhong
32858 | 13 - BDOCK - 03583BDOCK00001 |  | 03583 | 03583BDOCK00001 | Board Dock | Mechanical Equipment | 03583BDOCK00001 | 13/1st Fl Platform "E" | [23 empty] | Active | 1 | 2011-11-08 01:35 | Qi, Zhong
32859 | 13 - BDOCK - 04721BDOCK00001 |  | 04721 | 04721BDOCK00001 | Board Dock | Mechanical Equipment | 04721BDOCK00001 | 13/1st Fl Platform "C" |  | Palco Equipment, Inc. | 3000-614 | 1057-582 | [19 empty] | Active | 1 | 2011-11-08 01:35 | Qi, Zhong
32860 | 13 - BDOCK - 08825BDOCK00001 |  | 08825 | 08825BDOCK00001 | Board Dock | Mechanical Equipment | 08825BDOCK00001 | 13/B1 Platform "B" | Hydraulic | [22 empty] | Active | 1 | 2011-11-08 01:35 | Qi, Zhong
32902 | 13 - ELEV-1 - 01203CAR00001 |  | 01203 | 01203CAR00001 | Elevator CAR | Mechanical Equipment | 01203CAR00001 |  | Type: Freight (Geared) | Kiesling/Swift | [21 empty] | Active | 1 | 2011-11-08 01:35 | Qi, Zhong
32903 | 13 - ELEV-1 - 01203CPAN00001 |  | 01203 | 01203CPAN00001 | Elevator Control Panel | Mechanical Equipment | 01203CPAN00001 |  | Type: Control Panel | [22 empty] | Active | 2 | 2011-11-08 01:35 | Qi, Zhong
32904 | 13 - ELEV-2 - 10873CAR00001 |  | 10873 | 10873CAR00001 | Elevator CAR | Mechanical Equipment | 10873CAR00001 |  | Type: Freight (Geared) | Kiesling/Swift | [21 empty] | Active | 1 | 2011-11-08 01:35 | Qi, Zhong
32905 | 13 - ELEV-2 - 10873CPAN00001 |  | 10873 | 10873CPAN00001 | Elevator Control Panel | Mechanical Equipment | 10873CPAN00001 |  | Type: Control Panel | [22 empty] | Active | 2 | 2011-11-08 01:35 | Qi, Zhong
32906 | 13 - ELEV-3 - 10874CAR00001 |  | 10874 | 10874CAR00001 | Elevator CAR | Mechanical Equipment | 10874CAR00001 |  | Type: Freight (Geared) | Kiesling/Swift | [21 empty] | Active | 1 | 2011-11-08 01:35 | Qi, Zhong
32907 | 13 - ELEV-3 - 10874CPAN00001 |  | 10874 | 10874CPAN00001 | Elevator Control Panel | Mechanical Equipment | 10874CPAN00001 |  | Type: Control Panel | [22 empty] | Active | 2 | 2011-11-08 01:35 | Qi, Zhong
32908 | 13 - ELEV-4 - 10875CAR00001 |  | 10875 | 10875CAR00001 | Elevator CAR | Mechanical Equipment | 10875CAR00001 |  | Type: Freight (Geared) | Kiesling/Swift | [21 empty] | Active | 1 | 2011-11-08 01:35 | Qi, Zhong
32909 | 13 - ELEV-4 - 10875CPAN00001 |  | 10875 | 10875CPAN00001 | Elevator Control Panel | Mechanical Equipment | 10875CPAN00001 |  | Type: Control Panel | [22 empty] | Active | 2 | 2011-11-08 01:35 | Qi, Zhong
32910 | 13 - ELEV-5 - 10876CAR00001 |  | 10876 | 10876CAR00001 | Elevator CAR | Mechanical Equipment | 10876CAR00001 |  | Type: Passenger (Hydraulic) | ESC | [21 empty] | Active | 1 | 2011-11-08 01:35 | Qi, Zhong
32911 | 13 - ELEV-5 - 10876CPAN00001 |  | 10876 | 10876CPAN00001 | Elevator Control Panel | Mechanical Equipment | 10876CPAN00001 |  | Type: Control Panel | [22 empty] | Active | 2 | 2011-11-08 01:35 | Qi, Zhong
32912 | 13 - ELEV-6 - 10877CAR00001 |  | 10877 | 10877CAR00001 | Elevator CAR | Mechanical Equipment | 10877CAR00001 |  | Type: Freight (Hydraulic) | Dover | [21 empty] | Active | 1 | 2011-11-08 01:35 | Qi, Zhong
32913 | 13 - ELEV-6 - 10877CPAN00001 |  | 10877 | 10877CPAN00001 | Elevator Control Panel | Mechanical Equipment | 10877CPAN00001 |  | Type: Control Panel | [22 empty] | Active | 2 | 2011-11-08 01:35 | Qi, Zhong
33369 | 13 - EF - 03860FAN00001 |  | 03860 | 03860FAN00001 | Fan | Mechanical Equipment | 03860FAN00001 | 13/1st Fl Mech Shop |  | Clarage |  | 1836CC-1 | [19 empty] | Deactivated | 1 | 2011-11-08 01:35 | Qi, Zhong
33370 | 13 - REHEAT - 09056MTRP00002 |  | 09056 | 09056MTRP00002 | Motor Pump | Mechanical Equipment | 09056MTRP00002 | 13/4th Fl N. Penthouse |  | Marathon | M99081 | [20 empty] | Active | 4 | 2011-11-08 01:35 | Qi, Zhong
33371 | 13 - CHW - 00556PUMP00002 |  | 00556 | 00556PUMP00002 | Pump | Mechanical Equipment | 00556PUMP00002 | 13/Subbsm't |  | Buffalo |  | 220225C | [19 empty] | Active | 4 | 2011-11-08 01:35 | Qi, Zhong
33376 | 13 - SF-1 - 03517VFD00001 |  | 03517 | 03517VFD00001 | Variable Frequency Drive | Mechanical Equipment | 03517VFD00001 | 13/4th Fl. S. Penthouse | Supply Fan | Saftronics | FPC5010 | 0247-11506A0001 | [19 empty] | Active | 12 | 2011-11-08 01:35 | Qi, Zhong
33377 | 13 - AHU-1 - 09062VFD00001 |  | 09062 | 09062VFD00001 | Variable Frequency Drive | Mechanical Equipment | 09062VFD00001 | 13/1st Fl. S.Mech Rm 1E-82 |  | ABB |  | 2002500088 | [19 empty] | Active | 9 | 2011-11-08 01:35 | Qi, Zhong
33378 | 13 - AHU-13 - 02200VFD00002 |  | 02200 | 02200VFD00002 | Variable Frequency Drive | Mechanical Equipment | 02200VFD00002 | 13/4th Fl. South PH | Return Fan | Danfuss | VLT6000HVAC | [20 empty] | Active | 14 | 2011-11-08 01:35 | Qi, Zhong
33402 | 13 - SF-1 - 03517VFD00002 |  | 03517 | 03517VFD00002 | Variable Frequency Drive | Mechanical Equipment | 03517VFD00002 | 13/4th Fl. S. Penthouse | Return Fan | Saftronics | FPC5010 | 0310-12-704A0008 | [19 empty] | Active | 13 | 2011-11-08 01:35 | Qi, Zhong
33459 | 13 - AHU-13 - 02200VFD00001 |  | 02200 | 02200VFD00001 | Variable Frequency Drive | Mechanical Equipment | 02200VFD00001 | 13/4th Fl. South PH | Supply Fan | York | [21 empty] | Active | 13 | 2011-11-08 01:35 | Qi, Zhong
33460 | 13 - HW - 09054VFD00002 |  | 09054 | 09054VFD00002 | Variable Frequency Drive | Mechanical Equipment | 09054VFD00002 | 13/3rd Fl NE Penthouse |  | Torshiba | [21 empty] | Active | 8 | 2011-11-08 01:35 | Qi, Zhong
33461 | 13 - SF-14 - 09055VFD00002 |  | 09055 | 09055VFD00002 | Variable Frequency Drive | Mechanical Equipment | 09055VFD00002 | 13/3rd Fl. N.E PH |  | Magnetek | GPD506 | [20 empty] | Active | 15 | 2011-11-08 01:35 | Qi, Zhong
33482 | 13 - DX - 05099FAN00001 |  | 05099 | 05099FAN00001 | Fan | Mechanical Equipment | 05099FAN00001 | 13/Elevator #5 | [23 empty] | Active | 2 | 2011-11-08 01:35 | Qi, Zhong
33483 | 13 - AHU-1 - 09062FAN00001 |  | 09062 | 09062FAN00001 | Fan | Mechanical Equipment | 09062FAN00001 | 13/1st Fl. S.Mech Rm 1E-82 |  | MCQUAY | CAH050FDAC | F80U010500271 | [19 empty] | Active | 4 | 2011-11-08 01:35 | Qi, Zhong
33484 | 13 - SF-1 - 03517FAN00001 |  | 03517 | 03517FAN00001 | Fan | Mechanical Equipment | 03517FAN00001 | 13/4th Fl. S. Penthouse | Supply Air | Barry Blower Co. |  | 72-3923 | [19 empty] | Active | 3 | 2011-11-08 01:35 | Qi, Zhong
33485 | 13 - SF-1 - 03517FAN00002 |  | 03517 | 03517FAN00002 | Fan | Mechanical Equipment | 03517FAN00002 | 13/4th Fl. S. Penthouse | Return Air | Barry Blower Co. |  | 72-3922 | [19 empty] | Active | 4 | 2011-11-08 01:35 | Qi, Zhong
33496 | 13 - REHEAT - 09068HX00001 |  | 09068 | 09068HX00001 | Heat Exchanger | Mechanical Equipment | 09068HX00001 | 13/Gr Fl Mech Rm | [23 empty] | Active | 2 | 2011-11-08 01:35 | Qi, Zhong
33497 | 13 - HW - 09054HX00001 |  | 09054 | 09054HX00001 | Heat Exchanger | Mechanical Equipment | 09054HX00001 | 13/3rd Fl NE Penthouse | Exchanger | [22 empty] | Active | 2 | 2011-11-08 01:35 | Qi, Zhong
33498 | 13 - SF-15 - 09052HUMDFR00001 |  | 09052 | 09052HUMDFR00001 | Humidifier | Mechanical Equipment | 09052HUMDFR00001 | 13/3rd Fl Penthouse |  | Dri Steem | STS-25C | 1091672-01-01-CC | [19 empty] | Active | 6 | 2011-11-08 01:35 | Qi, Zhong
33499 | 13 - SF-7 - 00467HUMDFR00001 |  | 00467 | 00467HUMDFR00001 | Humidifier | Mechanical Equipment | 00467HUMDFR00001 | 13/G902 | Steam | [22 empty] | Active | 5 | 2011-11-08 01:35 | Qi, Zhong
33500 | 13 - VAC - 02198MTRP00001 |  | 02198 | 02198MTRP00001 | Motor Pump | Mechanical Equipment | 02198MTRP00001 | 13/4th Fl. South PH | [23 empty] | Active | 2 | 2011-11-08 01:35 | Qi, Zhong
33501 | 13 - REHEAT - 09056MTRP00001 |  | 09056 | 09056MTRP00001 | Motor Pump | Mechanical Equipment | 09056MTRP00001 | 13/4th Fl Penthouse |  | Marathon | M99081 | 072700 | [19 empty] | Active | 3 | 2011-11-08 01:35 | Qi, Zhong
33502 | 13 - BDOCK - 03583MTRP00001 |  | 03583 | 03583MTRP00001 | Motor Pump | Mechanical Equipment | 03583MTRP00001 | 13/1st Fl Platform "E" | [23 empty] | Active | 2 | 2011-11-08 01:35 | Qi, Zhong
33503 | 13 - DSTILW - 02868MTRP00001 |  | 02868 | 02868MTRP00001 | Motor Pump | Mechanical Equipment | 02868MTRP00001 | 13/S. Penthouse | [23 empty] | Active | 1 | 2011-11-08 01:35 | Qi, Zhong
33504 | 13 - CR - 02202MTRP00002 |  | 02202 | 02202MTRP00002 | Motor Pump | Mechanical Equipment | 02202MTRP00002 | 13/S. PH Mech Rm |  | U.S. Motors | F052 | [20 empty] | Active | 2 | 2011-11-08 01:35 | Qi, Zhong
33505 | 13 - CR - 02202MTRP00001 |  | 02202 | 02202MTRP00001 | Motor Pump | Mechanical Equipment | 02202MTRP00001 | 13/S. PH Mech Rm |  | U.S. Motors | F052 | [20 empty] | Active | 1 | 2011-11-08 01:35 | Qi, Zhong
33516 | 13 - CR - 00288TANK00001 |  | 00288 | 00288TANK00001 | Tank | Mechanical Equipment | 00288TANK00001 | 13/Basement N. Mech. |  | Shipco | [21 empty] | Active | 6 | 2011-11-08 01:35 | Qi, Zhong
33517 | 13 - CR - 00292TANK00001 |  | 00292 | 00292TANK00001 | Tank | Mechanical Equipment | 00292TANK00001 | 13/Gr Fl Storeroom G325 |  | Air Flow Pump Co | ADD-40S-C | 1195A | [19 empty] | Active | 3 | 2011-11-08 01:35 | Qi, Zhong
33518 | 13 - VAC - 02198TANK00001 |  | 02198 | 02198TANK00001 | Tank | Mechanical Equipment | 02198TANK00001 | 13/4th Fl. South PH |  | Manchester | 301364 | [20 empty] | Active | 6 | 2011-11-08 01:35 | Qi, Zhong
33519 | 13 - REHEAT - 09078TANK00001 |  | 09078 | 09078TANK00001 | Tank | Mechanical Equipment | 09078TANK00001 | 13/South PH Mech Rm | [23 empty] | Active | 6 | 2011-11-08 01:35 | Qi, Zhong
33520 | 13 - DHW - 02203TANK00001 |  | 02203 | 02203TANK00001 | Tank | Mechanical Equipment | 02203TANK00001 | 13/S. PH Mech Rm | [23 empty] | Active | 4 | 2011-11-08 01:35 | Qi, Zhong
33521 | 13 - SF-14 - 09055VFD00001 |  | 09055 | 09055VFD00001 | Variable Frequency Drive | Mechanical Equipment | 09055VFD00001 | 13/3rd Fl. N.E PH |  | Magnetek | GPD506 | [20 empty] | Active | 14 | 2011-11-08 01:35 | Qi, Zhong
33522 | 13 - HW - 09054VFD00001 |  | 09054 | 09054VFD00001 | Variable Frequency Drive | Mechanical Equipment | 09054VFD00001 | 13/3rd Fl NE Penthouse |  | Torshiba | [21 empty] | Active | 7 | 2011-11-08 01:35 | Qi, Zhong
33523 | 13 - AHU-3 - 09036OAD00001 |  | 09036 | 09036OAD00001 | Outside Air Damper | Mechanical Equipment | 09036OAD00001 | 13/Ground Floor | Air Damper | [22 empty] | Active | 5 | 2011-11-08 01:35 | Qi, Zhong
33534 | 13 - SF-14 - 09055AHU00001 |  | 09055 | 09055AHU00001 | Air Handling Unit | Mechanical Equipment | 09055AHU00001 | 13/3rd Fl. N.E PH |  | Trane | [21 empty] | Active | 1 | 2011-11-08 01:35 | Qi, Zhong
33535 | 13 - AHU - 04974AHU00001 |  | 04974 | 04974AHU00001 | Air Handling Unit | Mechanical Equipment | 04974AHU00001 | 13/1st Fl Sheet Metal Shop |  | Buffalo | [21 empty] | Deactivated | 1 | 2011-11-08 01:35 | Qi, Zhong
33536 | 13 - SF-1 - 03517AHU00001 |  | 03517 | 03517AHU00001 | Air Handling Unit | Mechanical Equipment | 03517AHU00001 | 13/4th Fl. S. Penthouse |  | Barry Blower Co. | [21 empty] | Active | 1 | 2011-11-08 01:35 | Qi, Zhong
33537 | 13 - AHU-13 - 02200RAF00001 |  | 02200 | 02200RAF00001 | Return Air Fan | Mechanical Equipment | 02200RAF00001 | 13/4th Fl. South PH | Return Air Fan | [22 empty] | Active | 12 | 2011-11-08 01:35 | Qi, Zhong
33580 | 13 - EF10 - 01666MTRF00001 |  | 01666 | 01666MTRF00001 | Motor Fan | Mechanical Equipment | 01666MTRF00001 | 13/3rd Fl. Rm 3E35 |  | Century | SC-81-DK3-S | AF | [19 empty] | Active | 2 | 2011-11-08 01:35 | Qi, Zhong
33581 | 13 - EF - 03860MTRF00001 |  | 03860 | 03860MTRF00001 | Motor Fan | Mechanical Equipment | 03860MTRF00001 | 13/1st Fl Mech Shop |  | Pacer | 195561-6 | [20 empty] | Deactivated | 2 | 2011-11-08 01:35 | Qi, Zhong
33582 | 13 - EF-28 - 09104MTRF00001 |  | 09104 | 09104MTRF00001 | Motor Fan | Mechanical Equipment | 09104MTRF00001 | 13/Roof | [23 empty] | Active | 2 | 2011-11-08 01:35 | Qi, Zhong
33709 | 13 - AHU - 04973FAN00001 |  | 04973 | 04973FAN00001 | Fan | Mechanical Equipment | 04973FAN00001 | 13/1st Fl Sheet Metal Shop |  | Buffalo | SF-5 | [20 empty] | Deactivated | 3 | 2011-11-08 01:35 | Qi, Zhong
33710 | 13 - AHU - 04975FAN00001 |  | 04975 | 04975FAN00001 | Fan | Mechanical Equipment | 04975FAN00001 | 13/1st Fl |  | Buffalo | J | [20 empty] | Active | 3 | 2011-11-08 01:35 | Qi, Zhong
33711 | 13 - EF-2 - 09080FAN00001 |  | 09080 | 09080FAN00001 | Fan | Mechanical Equipment | 09080FAN00001 | 13/Roof |  | Penn Ventilator | REC-14B | [20 empty] | Active | 1 | 2011-11-08 01:35 | Qi, Zhong
33712 | 13 - CP - 00635TANK00001 |  | 00635 | 00635TANK00001 | Tank | Mechanical Equipment | 00635TANK00001 | 13/Basement S. Mech | [23 empty] | Active | 6 | 2011-11-08 01:35 | Qi, Zhong
33717 | 13 - DSTILW - 02868PUMP00001 |  | 02868 | 02868PUMP00001 | Pump | Mechanical Equipment | 02868PUMP00001 | 13/S. Penthouse | 1.7 Boiler HP @ 40-60 PSI | Barnstead | SMQ-SHPFACX | [20 empty] | Active | 2 | 2011-11-08 01:35 | Qi, Zhong
33718 | 13 - VAC - 00684PUMP00001 |  | 00684 | 00684PUMP00001 | Pump | Mechanical Equipment | 00684PUMP00001 | 13/N. Bsm't Mech Rm | Reciprocating Vacuum | Rietschle | vacfox 2333727 | 102651-2100 | [19 empty] | Deactivated | 3 | 2011-11-08 01:35 | Qi, Zhong
33719 | 13 - CP - 00635PUMP00001 |  | 00635 | 00635PUMP00001 | Pump | Mechanical Equipment | 00635PUMP00001 | 13/Basement S. Mech |  | Shipco | [21 empty] | Active | 4 | 2011-11-08 01:35 | Qi, Zhong
33720 | 13 - REHEAT - 09035PUMP00001 |  | 09035 | 09035PUMP00001 | Pump | Mechanical Equipment | 09035PUMP00001 | 13/Gr Fl Rm. G2413 | [23 empty] | Active | 6 | 2011-11-08 01:35 | Qi, Zhong
33721 | 13 - REHEAT - 09035PUMP00002 |  | 09035 | 09035PUMP00002 | Pump | Mechanical Equipment | 09035PUMP00002 | 13/Gr Fl Rm. G2413 | [23 empty] | Active | 7 | 2011-11-08 01:35 | Qi, Zhong
33722 | 13 - REHEAT - 09056PUMP00002 |  | 09056 | 09056PUMP00002 | Pump | Mechanical Equipment | 09056PUMP00002 | 13/4th Fl Penthouse |  | Bell & Gossett | 19310 | [20 empty] | Active | 6 | 2011-11-08 01:35 | Qi, Zhong
33723 | 13 - REHEAT - 09056PUMP00001 |  | 09056 | 09056PUMP00001 | Pump | Mechanical Equipment | 09056PUMP00001 | 13/4th Fl Penthouse |  | Bell & Gossett | 19310 | [20 empty] | Active | 5 | 2011-11-08 01:35 | Qi, Zhong
33724 | 13 - CP - 00635PUMP00002 |  | 00635 | 00635PUMP00002 | Pump | Mechanical Equipment | 00635PUMP00002 | 13/Basement S. Mech |  | Shipco | [21 empty] | Active | 5 | 2011-11-08 01:35 | Qi, Zhong
33770 | 13 - EF - 03859FAN00001 |  | 03859 | 03859FAN00001 | Fan | Mechanical Equipment | 03859FAN00001 | 13/1st Fl |  | Ammerman | ORB122 | 106772 | [19 empty] | Active | 1 | 2011-11-08 01:35 | Qi, Zhong
33771 | 13 - AHU - 09066FAN00001 |  | 09066 | 09066FAN00001 | Fan | Mechanical Equipment | 09066FAN00001 | 13/1st Fl Rm 301 |  | Williams Corp. | HH12S4R411R000 | 194878 | [19 empty] | Active | 3 | 2011-11-08 01:35 | Qi, Zhong
33772 | 13 - AHU-5 - 09059FAN00001 |  | 09059 | 09059FAN00001 | Fan | Mechanical Equipment | 09059FAN00001 | 13/2nd Fl Rm 286 |  | Temptrol | WF-DH24 | 65224 | [19 empty] | Active | 4 | 2011-11-08 01:35 | Qi, Zhong
33854 | 13 - SF-15 - 09052MTRF00002 |  | 09052 | 09052MTRF00002 | Motor Fan | Mechanical Equipment | 09052MTRF00002 | 13/3rd Fl Penthouse |  | Magnetek | 7850118010J | [20 empty] | Active | 8 | 2011-11-08 01:35 | Qi, Zhong
33855 | 13 - AHU-5 - 09059MTRF00001 |  | 09059 | 09059MTRF00001 | Motor Fan | Mechanical Equipment | 09059MTRF00001 | 13/2nd Fl Rm 286 |  | G.E. | 5K254AD205A | NP249A7171 | [19 empty] | Active | 8 | 2011-11-08 01:35 | Qi, Zhong
33856 | 13 - EF-21 - 09097MTRF00001 |  | 09097 | 09097MTRF00001 | Motor Fan | Mechanical Equipment | 09097MTRF00001 | 13/Roof | [23 empty] | Active | 2 | 2011-11-08 01:35 | Qi, Zhong
33859 | 13 - EF-3 - 10573FAN00001 |  | 10573 | 10573FAN00001 | Fan | Mechanical Equipment | 10573FAN00001 | 13/Roof | [23 empty] | Active | 1 | 2011-11-08 01:35 | Qi, Zhong
33860 | 13 - EF-17 - 09058FAN00001 |  | 09058 | 09058FAN00001 | Fan | Mechanical Equipment | 09058FAN00001 | 13/4th South PH | Wall/Prop. | [22 empty] | Active | 1 | 2011-11-08 01:35 | Qi, Zhong
33861 | 13 - EF-20 - 09057FAN00001 |  | 09057 | 09057FAN00001 | Fan | Mechanical Equipment | 09057FAN00001 | 13/Roof | [23 empty] | Active | 1 | 2011-11-08 01:35 | Qi, Zhong
33862 | 13 - EF-7 - 09083FAN00001 |  | 09083 | 09083FAN00001 | Fan | Mechanical Equipment | 09083FAN00001 | 13/Roof | [23 empty] | Active | 1 | 2011-11-08 01:35 | Qi, Zhong
33863 | 13 - EF-5 - 01658FAN00001 |  | 01658 | 01658FAN00001 | Fan | Mechanical Equipment | 01658FAN00001 | 13/N. PH Mech Rm | B-1 Centrifugal | Trane | 21 | N-5894 | [19 empty] | Active | 1 | 2011-11-08 01:35 | Qi, Zhong
33959 | 13 - CA - 10570MTRP00001 |  | 10570 | 10570MTRP00001 | Motor Pump | Mechanical Equipment | 10570MTRP00001 | 13/Basement N. Mech. |  | Dayton | [21 empty] | Active | 3 | 2011-11-08 01:35 | Qi, Zhong
33960 | 13 - CA - 10569TANK00001 |  | 10569 | 10569TANK00001 | Tank | Mechanical Equipment | 10569TANK00001 | 13/S. Penthouse |  | National Broad |  | 370667 | [19 empty] | Active | 4 | 2011-11-08 01:35 | Qi, Zhong
33976 | 13 - REHEAT - 04010MTRP00001 |  | 04010 | 04010MTRP00001 | Motor Pump | Mechanical Equipment | 04010MTRP00001 | 13/1st Fl S. Mech Rm |  | Emerson | S55JXDSM2597 | LR2459 | [19 empty] | Active | 4 | 2011-11-08 01:35 | Qi, Zhong
34027 | 13 - EF-6 - 09082FAN00001 |  | 09082 | 09082FAN00001 | Fan | Mechanical Equipment | 09082FAN00001 | 13/Roof | [23 empty] | Active | 1 | 2011-11-08 01:35 | Qi, Zhong
34035 | 13 - SF-14 - 09055MTRF00002 |  | 09055 | 09055MTRF00002 | Motor Fan | Mechanical Equipment | 09055MTRF00002 | 13/3rd Fl. N.E PH |  | Magnetek | [21 empty] | Active | 8 | 2011-11-08 01:35 | Qi, Zhong
34036 | 13 - SF-15 - 09052MTRF00001 |  | 09052 | 09052MTRF00001 | Motor Fan | Mechanical Equipment | 09052MTRF00001 | 13/3rd Fl Penthouse |  | Magnetek | [21 empty] | Active | 7 | 2011-11-08 01:35 | Qi, Zhong
34070 | 13 - EF - 01579FAN00001 |  | 01579 | 01579FAN00001 | Fan | Mechanical Equipment | 01579FAN00001 | 13/1st Fl | [23 empty] | Deactivated | 1 | 2011-11-08 01:35 | Qi, Zhong
34071 | 13 - SF-14 - 09055FAN00002 |  | 09055 | 09055FAN00002 | Fan | Mechanical Equipment | 09055FAN00002 | 13/3rd Fl. N.E PH | Supply Air | Trane | [21 empty] | Active | 4 | 2011-11-08 01:35 | Qi, Zhong
39523 |  |  | 12030 | 12030AU00001 |  |  | AU-1 | 1328E | AIR HANDLER | McQuay | CAH012GDPC |  |  | 2013-01-22 | 121.7 AIR/207.4 HEAT |  |  |  | 10 SA / 3.0 RA | ODP SA /ODP/RA | GENERIC | 2013-01-22 |  | 215T SA / 182TRA | 1750 SA / 1750 RA | 460 | 12.5 FLA SA / 4 FLA RA | 60 |  |  |  | Active | 1 | 2013-01-22 12:52 | Myers, Thomas
39524 |  |  | 12139 | 12139CP00001 |  |  | CP-3 |  | AHU-1 CONDENSATE | LITTLE GIANT | VCL-45ULS |  |  | 2012-09-02 | 6.9 GPM |  |  |  | 1/5 | [6 empty] | 115 |  | 1/60 |  |  |  | Active | 1 | 2013-01-28 10:59 | Myers, Thomas
39525 |  |  | 12140 | 12140VFD00001 |  |  | VFD | AHU-1 SA |  | ABB | [21 empty] | Active | 1 | 2013-01-28 10:15 | Myers, Thomas
39526 |  |  | 12141 | 12141VFD00001 |  |  | VFD-RA |  |  | ABB | [21 empty] | Active | 1 | 2013-01-28 10:18 | Myers, Thomas
39527 |  |  | 12142 | 12142VAV00001 |  |  | VAV-1 | VAV SINGLE DUCT AIR TERMINAL |  | KRUGER | LMHS | [20 empty] | Active | 1 | 2013-01-28 10:21 | Myers, Thomas
39528 |  |  | 12143 | 12143VAV00001 |  |  | VAV-2 | 1328B |  | KRUEGER | LMHS | [20 empty] | Active | 1 | 2013-01-28 10:23 | Myers, Thomas
39529 |  |  | 12144 | 12144VAV00001 |  |  | VAV-3 | 1329B |  | KRUEGER | LMHS | [20 empty] | Active | 1 | 2013-01-28 10:24 | Myers, Thomas
39530 |  |  | 12145 | 12145VAV00001 |  |  | VAV-4 | 1328D |  | KRUEGER | LMHS | [20 empty] | Active | 1 | 2013-01-28 10:26 | Myers, Thomas
39531 |  |  | 12146 | 12146VAV00001 |  |  | VAV-5 | 1328C |  | KRUEGER | LMHS | [20 empty] | Active | 1 | 2013-01-28 10:28 | Myers, Thomas
39532 |  |  | 12147 | 12147VAV00001 |  |  | VAV-6 | 1332 | VAV-SINGLE DUCT AIR TERMINAL | KRUEGER | LMHS | [20 empty] | Active | 1 | 2013-01-28 10:30 | Myers, Thomas
39533 |  |  | 12148 | 12148VAV00001 |  |  | VAV-7 | 1329D | VAV SINGLE DUCT AIR TERMINAL | KRUEGER | LMHS | [20 empty] | Active | 1 | 2013-01-28 10:32 | Myers, Thomas
39534 |  |  | 12149 | 12149UH00001 |  |  | CUH-1 | 1328 | CABINET UNIT HEATER | RITTLING | RFRC-420 |  |  |  | 10 MBH | [9 empty] | 1050/700 | 115 | 1.4 | 1PH/60HZ |  |  |  | Active | 1 | 2013-01-28 10:36 | Myers, Thomas
39535 |  |  | 12150 | 12150UH00001 |  |  | UH-1 | 1328D | UNIT HEATER | RITTLING | RH-63 |  |  |  | 50 MBH | [8 empty] | 1PH / 60HZ | 1550 | 115V | 1.3 |  |  |  |  | Active | 1 | 2013-01-28 10:39 | Myers, Thomas
39536 |  |  | 12151 | 12151UH00001 |  |  | UH-2 | 1328D | UNIT HEATER | RITTLING | RH-63 |  |  |  | 50 MBH | [9 empty] | 1550 | 115 | 1.3 | 1PH /60HZ |  |  |  | Active | 1 | 2013-01-28 10:41 | Myers, Thomas
39537 |  |  | 12152 | 12152PUMP00001 |  |  | P-1 | 1W83 | HEATING WATER PUMP | AURORA | 3800 |  |  |  | 186 GPM |  |  |  | 5 | [5 empty] | 1800 | 460 |  | 3PH / 60HZ |  |  |  | Active | 1 | 2013-01-28 10:49 | Myers, Thomas
39538 |  |  | 12153 | 12153PUMP00001 |  |  | P-2 | 1W83 | HEATING WATER PUMP | AURORA | 3800 |  |  |  | 186 GPM |  |  |  | 5 | [5 empty] | 1800 | 460 |  | 1/PH /60HZ |  |  |  | Active | 1 | 2013-01-28 10:52 | Myers, Thomas
39539 |  |  | 12154 | 12154PUMP00001 |  |  | P-7 | 1W38 | FREEZE PROTECTION PUMP | GRUNDOS | UP SERIES |  |  |  | 13 GPM |  |  |  | 1/2 | [5 empty] | 3500 RPM | 115V |  | 1 PH / 60HZ |  |  |  | Active | 1 | 2013-01-28 11:01 | Myers, Thomas
39540 |  |  | 12155 | 12155PUMP00001 |  |  | P-8 | 1W38 | FREEZE PROTECTION PUMP | GRUNDOS | UP SERIES |  |  |  |  | 13 GPM |  |  | 1/2 | [5 empty] | 3500 RPM | 115 |  | 1 PH / 60HZ |  |  |  | Active | 1 | 2013-01-28 11:05 | Myers, Thomas
39541 |  |  | 12156 | 12156CPUMP00001 |  |  | CP1/CP2 | 1W38 | Duplex CONDENSATE PUMP | FABLEK | 2525C4AB3D |  |  |  | 25 GPM |  |  |  | 1/2 | [6 empty] | 208 |  | 3 PH / 60HZ |  |  |  | Active | 1 | 2013-01-28 11:08 | Myers, Thomas
39542 |  |  | 12157 | 12157EF00001 |  |  | EF-1 | TOILET | EXHAUST FAN | GREENHECK |  |  |  |  | 780 CFM |  |  |  | .16 | [5 empty] | 924 | 115 |  | 1 PH / 60HZ |  |  |  | Active | 1 | 2013-01-28 11:15 | Myers, Thomas
39544 |  |  | 12158 | 12158EF00001 |  |  | EF-1A | ELECTRIC ROOM EXHAUST |  | GREENHECK |  |  |  |  | 300CFM |  |  |  | .06 | [5 empty] | 1499 | 115v |  | 1/60 |  |  |  | Active | 1 | 2013-01-30 09:28 | Myers, Thomas
39545 |  |  | 12159 | 12159AS00001 |  |  | AS-1 |  |  | AMTROL | 4-AS | [20 empty] | Active | 1 | 2013-01-30 09:36 | Myers, Thomas
39546 |  |  | 12160 | 12160ET00001 |  |  | ET-1 |  |  | AMTROL | 130-LBC | [20 empty] | Active | 1 | 2013-01-30 09:47 | Myers, Thomas
39547 |  |  | 12161 | 12161HX00001 |  |  | HX-1 |  |  | TRUSH | S10-36-2A |  |  |  | 186 GPM | 1918#/HR 15 P??G | [15 empty] | Active | 1 | 2013-01-30 09:49 | Myers, Thomas
39548 |  |  | 12162 | 12162HX00001 |  |  | HX-2 |  |  | TRUSH | S10-36-2A |  |  |  | 186 GPM | 1918 | [15 empty] | Active | 1 | 2013-01-30 09:51 | Myers, Thomas
39648 |  |  | 12741 | 12741VAV00001 |  |  | VAV-31 | 1341C | Single Duct Air Terminal | Kruger | LMHS |  | 7 inch | 2014-05-19 | 370CFM | 0.8GPM | HW | [14 empty] | Active | 1 | 2014-05-19 07:35 | Leas, Douglas
39649 |  |  | 12742 | 12742VAV00001 |  |  | VAV-32 | W2B,W29,W30 | Single Duct Air Terminal | Kruger | LMHS |  | 9 inch | 2014-05-19 | 485CFM | [16 empty] | Active | 1 | 2014-05-19 08:30 | Leas, Douglas
39650 |  |  | 12743 | 12743VAV00001 |  |  | VAV-32A | Break Room | Single Duct Air Terminal | Kruger | LMHS |  | 6 inch | 2014-05-19 | 260CFM | [16 empty] | Active | 1 | 2014-05-19 08:31 | Leas, Douglas
39651 |  |  | 12744 | 12744VAV00001 |  |  | VAV-33 | W31,W32,W33,W34,W35 | Single Duct Air Terminal | Kruger | LHMS |  | 9 inch | 2014-05-19 | 550 CFM | [16 empty] | Active | 1 | 2014-05-19 08:31 | Leas, Douglas
39652 |  |  | 12745 | 12745VAV00001 |  |  | VAV-34 | W25 and W26 | Single Duct Air Terminal | Kruger | LMHS |  | 9 inch | 2014-05-19 | 790 CFM | 1.4GPM | HW | [14 empty] | Active | 1 | 2014-05-19 08:32 | Leas, Douglas
39653 |  |  | 12746 | 12746VAV00001 |  |  | VAV-35 | W36 Thru W41 | Single Duct Air Terminal | Kruger | LMHS |  | 8 invh | 2014-05-19 | 415 CFM | [16 empty] | Active | 1 | 2014-05-19 08:34 | Leas, Douglas
39654 |  |  | 12746 | 12746VAV00002 |  |  | VAV-35 | W36 Thru W41 | Single Duct Air Terminal | Kruger | LMHS |  | 8 inch | 2014-05-19 | 415 CFM | [16 empty] | Active | 2 | 2014-05-19 08:34 | Leas, Douglas
39655 |  |  | 12747 | 12747VAV00001 |  |  | VAV-36 | W-23 | Single Duct Air Terminal | Kruger | LMHS |  | 7 inch | 2014-05-19 | 400 CFM | 0.8 GPM | HW | [14 empty] | Active | 1 | 2014-05-19 08:35 | Leas, Douglas
39656 |  |  | 12748 | 12748VAV00001 |  |  | VAV-37 | W024 | Single Duct Air Terminal | Kruger | LMHS |  | 8 inch | 2014-05-19 | 685 CFM | 1.2 GPM | HW | [14 empty] | Active | 1 | 2014-05-19 08:35 | Leas, Douglas
39657 |  |  | 12749 | 12749VAV00001 |  |  | VAV-38 | W23 | Single Duct Air Terminal | Kruger | LMHS |  | 7 inch | 2014-05-19 | 400 CFM | 0.8 GPM | HW | [14 empty] | Active | 1 | 2014-05-19 08:35 | Leas, Douglas
39658 |  |  | 12750 | 12750VAV00001 |  |  | VAV-39 | W23,W24 | Single Duct Air Terminal | Kruger | LMHS |  | 5 inch | 2014-05-19 | 155 CFM | [16 empty] | Active | 1 | 2014-05-19 08:35 | Leas, Douglas
39659 |  |  | 12751 | 12751VAV00001 |  |  | VAV-40 | Corridor 13E | Single Duct Air Terminal | Kruger | LMHS |  | 4 inch | 2014-05-19 | 150 CFM | 0.6 GPM | HW | [14 empty] | Active | 1 | 2014-05-19 08:36 | Leas, Douglas
39660 |  |  | 12752 | 12752VAV00001 |  |  | VAV-41 | W10,W11,W12,W13W15 | Single Duct Air Terminal | Kruger | LMHS |  | 10 inch | 2014-05-19 | 600 CFM | HW | [15 empty] | Active | 1 | 2014-05-19 08:36 | Leas, Douglas
39661 |  |  | 12753 | 12753VAV00001 |  |  | VAV-42 | 1343C | Single Duct Air Terminal | Kruger | LMHS |  | 6 inch | 2014-05-19 | 225 CFM | 0.5 GPM | HW | [14 empty] | Active | 1 | 2014-05-19 08:36 | Leas, Douglas
39662 |  |  | 12754 | 12754VAV00001 |  |  | VAV-43 | W7,W8,W9 | Single Duct Air Terminal | Kruger | LMHS |  | 6 inch | 2014-05-19 | 335 CFM | 0.7 GPM | HW | [14 empty] | Active | 1 | 2014-05-19 08:37 | Leas, Douglas
39663 |  |  | 12755 | 12755VAV00001 |  |  | VAV-44 | S2,S5,W14,W16 | Single Duct Air Terminal | Kruger | LMHS |  | 8 inch | 2014-05-19 | 480 CFM | [16 empty] | Active | 1 | 2014-05-19 08:37 | Leas, Douglas
39664 |  |  | 12756 | 12756VAV00001 |  |  | VAV-45 | S2,1343D | Single Dict Air Terminal | Kruger | LMHS |  | 5 inch | 2014-05-19 | 185 CFM | 0.6 GPM | HW | [14 empty] | Active | 1 | 2014-05-19 08:37 | Leas, Douglas
39665 |  |  | 12757 | 12757VAV00001 |  |  | VAV-46 | W4,W5,W6 | Single Duct Air Terminal | Kruger | LMHS |  | 7 inch | 2014-05-19 | 425 CFM | 0.9 GPM | HW | [14 empty] | Active | 1 | 2014-05-19 08:37 | Leas, Douglas
39666 |  |  | 12758 | 12758VAV00001 |  |  | VAV-47 | W17,W18,W19 | Single Duct Air Terminal | Kruger | LMHS |  | 6 inch | 2014-05-19 | 260 CFM | [16 empty] | Active | 1 | 2014-05-19 08:38 | Leas, Douglas
39667 |  |  | 12759 | 12759VAV00001 |  |  | VAV-48 | W17,W18,W19, 1343E | Single Duct Air Terminal | Kruger | LMHS |  | 5 inch | 2014-05-19 | 230 CFM | [16 empty] | Active | 1 | 2014-05-19 08:38 | Leas, Douglas
39668 |  |  | 12761 | 12761VAV00001 |  |  | VAV-50 | S1,1343E | Single Duct Air Terminal | Kruger | LMHS |  | 5 inch | 2014-05-19 | 0.7 GPM | HW | [15 empty] | Active | 1 | 2014-06-05 13:39 | Leas, Douglas
39669 |  |  | 12760 | 12760VAV00001 |  |  | VAV-49 | Break Room 1 | Single Duct Air Terminal | Kruger | LMHS |  | 8 inch | 2014-05-19 | 570CFM | 1.05 GPM | HW | [14 empty] | Active | 1 | 2014-06-05 13:38 | Leas, Douglas
39671 |  |  | 12740 | 12740VFD00001 |  |  | VFD-EF3 | RM 1338 | Variable Frequency Drive | ABB | ACH55-PDR-03A3-4 |  | 1.5 HP | [18 empty] | Active | 1 | 2014-05-20 08:05 | Leas, Douglas
39673 |  |  | 12739 | 12739EF00001 |  |  | EF-3 | 1338 | Exhaust Fan | Greenheck | BSQ-130-15 |  |  |  | 2625 cfm |  |  |  | 1 1/2 | [12 empty] | Active | 1 | 2014-05-20 08:09 | Leas, Douglas
39675 |  |  | 12706 | 12706VAV00001 |  |  | VAV-20 | RM1338B | Single Duct Air Terminal | Krueger | LMHS |  | 5 in |  | 200cfm | [16 empty] | Active | 1 | 2014-05-20 08:17 | Leas, Douglas
39676 |  |  | 12708 | 12708VAV00001 |  |  | VAV-21 | RM 1338 | Single Duct Air Terminal | Krueger | LMHS |  | 12" |  | 1200 | 2.6gpm | [15 empty] | Active | 1 | 2014-05-20 08:20 | Leas, Douglas
39677 |  |  | 12731 | 12731VAV00001 |  |  | VAV-22 | RM 1338 | Single Duct Air Terminal | Krueger | LMHS |  | 12 |  | 1200 | 2.6 gpm | [15 empty] | Active | 1 | 2014-05-20 08:22 | Leas, Douglas
39678 |  |  | 12729 | 12729VAV00001 |  |  | VAV-23 | RM 1338C | Single Duct Air Terminal | Krueger | LMHS |  | 5 in |  | 200 | [16 empty] | Active | 1 | 2014-05-20 08:25 | Leas, Douglas
39679 |  |  | 12735 | 12735VAV00001 |  |  | VAV-24 | CDR-13S | Single Duct Air Terminal | Krueger | LMHS |  | 4 |  | 150 cfm | [16 empty] | Active | 1 | 2014-05-20 08:26 | Leas, Douglas
39680 |  |  | 12732 | 12732VAV00001 |  |  | VAV-25 | 1338 | Single Duct Air Terminal | Krueger | LMHS |  | 12 " |  | 1200 | 2.6 gpm | [15 empty] | Active | 1 | 2014-05-20 08:28 | Leas, Douglas
39681 |  |  | 12736 | 12736VAV00001 |  |  | VAV-26 | RM 1338F | Single Duct Air Terminal | Krueger | LMHS |  | 6 |  | 300 cfm | [16 empty] | Active | 1 | 2014-05-20 08:30 | Leas, Douglas
39682 |  |  | 12733 | 12733VAV00001 |  |  | VAV-27 | 1338 | Single Duct Air Terminal | Krueger | LMHS |  | 12 |  | 1200 | 2.6 gpm | [15 empty] | Active | 1 | 2014-05-20 08:58 | Leas, Douglas
39683 |  |  | 12734 | 12734VAV00001 |  |  | VAV-28 | 1338 | Single Duct Air Terminal | Krueger | LMHS |  | 12 |  | 1200 | 2.6 gpm | [15 empty] | Active | 1 | 2014-05-20 08:36 | Leas, Douglas
39684 |  |  | 12737 | 12737VAV00001 |  |  | VAV-29 | Corridor 13S | Single Duct Air Terminal | Krueger | LMHS |  | 6 |  | 200 cfm | [16 empty] | Active | 1 | 2014-05-20 08:38 | Leas, Douglas
39685 |  |  | 12738 | 12738VAV00001 |  |  | VAV-30 | RM 1340 | Single Duct Air Terminal | krueger | LMHS |  | 8 |  | 600 cfm | [16 empty] | Active | 1 | 2014-05-20 08:40 | Leas, Douglas
39686 |  |  | 12724 | 12724FCU00001 |  |  | FCU-1 | 1344 | Fan Coil Unit | Liebert | MMD40C2Y00D0 |  |  |  | 19, 944 BTUH | 2.6 GPM | [9 empty] | 208V | 2.8FLA | 3PH |  |  |  | Active | 1 | 2014-05-20 09:02 | Leas, Douglas
39687 |  |  | 12730 | 12730VAV00001 |  |  | VAV-21 | 1338 | Single Duct Air Terminal | Krueger | LMHS |  | 12" |  | 1200 | 2.6 gpm | [15 empty] | Active | 1 | 2014-05-20 08:57 | Leas, Douglas
39688 |  |  | 12725 | 12725AHU00001 |  |  | AHU-2 | 1344 | Air Handling unit | McQuay | CAH018GDDM |  |  |  | 9250 cfm future |  |  |  | 15 supply / 7.5 return | [6 empty] | 460V / 3ph | 17.7FLA - 9.7FLA | 3PH |  |  |  | Active | 1 | 2014-05-20 09:04 | Leas, Douglas
39689 |  |  | 12726 | 12726AHU00001 |  |  | AHU-3 | 1345A |  | McQuay | CAH017GDDM |  |  |  | 8400 CFM Future |  |  |  | 15 supply / 7.5 return | [6 empty] | 460 V / 3 ph | 17.7 FLA supply / 9.7 FLA return | 3PH |  |  |  | Active | 1 | 2014-05-20 09:06 | Leas, Douglas
39690 |  |  | 12727 | 12727EF00001 |  |  | EF-2 | 1345A | Exhaust Fan | Greenheck | BSQ-90-5 |  |  |  | 1000 CFM |  |  |  | 1/2 HP | [6 empty] | 460 / 3 ph |  | 3PH |  |  |  | Active | 1 | 2014-05-20 09:07 | Leas, Douglas
39691 |  |  | 12690 | 12690VAV00001 |  |  | VAV-51 | OA Storage near lobby 13S | Single Duct Air Terminal | Krueger | LMHS |  | 6 in. |  | 530 cfm | 1.9 gpm | [15 empty] | Active | 1 | 2014-05-20 09:12 | Leas, Douglas
39692 |  |  | 12689 | 12689VAV00001 |  |  | VAV-19 | Corridor 13S | Single Duct Air Terminal | Krueger | LMHS |  | 6 in. |  | 225 cfm | [16 empty] | Active | 1 | 2014-05-20 09:14 | Leas, Douglas
39694 |  |  | 12688 | 12688VAV00001 |  |  | VAV-18 | lobby 13S/Corridor 3W | Single Duct Air Terminal | Krueger | LMHS |  | 6 in. |  | 225 cfm | 0.7 gpm | [15 empty] | Active | 1 | 2014-05-20 09:17 | Leas, Douglas
39695 |  |  | 12687 | 12687VAV00001 |  |  | VAV-17 | 1336C | Single Duct Air Terminal | Krueger | LMHS |  | 6 in. |  | 300 cfm | [16 empty] | Active | 1 | 2014-05-20 09:18 | Leas, Douglas
39696 |  |  | 12686 | 12686VAV00001 |  |  | VAV-16 | 1336F/G | Single Duct Air Terminal | Krueger | LMHS |  | 5 in. |  | 200 cfm | [16 empty] | Active | 1 | 2014-05-20 09:20 | Leas, Douglas
39697 |  |  | 12684 | 12684VAV00001 |  |  | VAV-15 | 1336D/E | Single Duct Air Terminal | Krueger | LMHS |  | 5 in |  | 200 cfm | [16 empty] | Active | 1 | 2014-05-20 09:21 | Leas, Douglas
39698 |  |  | 12683 | 12683VAV00001 |  |  | VAV-14 | 1336B | Single Duct Air Terminal | Krueger | LMHS |  | 9 in |  | 750 | 1.7 gpm | [15 empty] | Active | 1 | 2014-05-20 09:23 | Leas, Douglas
39699 |  |  | 12682 | 12682VAV00001 |  |  | VAV-13 | 1336 I | Single Duct Air Terminal | Krueger | LMHS |  | 5 inch |  | 220 CFM | [16 empty] | Active | 1 | 2014-05-20 09:25 | Leas, Douglas
39701 |  |  | 12681 | 12681VAV00001 |  |  | VAV-12 | RM 1336B | SIngle Duct Air Terminal | Krueger | LMHS |  | 6 in |  | 400 cfm | [16 empty] | Active | 1 | 2014-05-20 09:27 | Leas, Douglas
39702 |  |  | 12680 | 12680VAV00001 |  |  | VAV-11 | near work station 3 | Single Duct Air Terminal | Krueger | LMHS |  | 6 in |  | 225 | [16 empty] | Active | 1 | 2014-05-20 09:31 | Leas, Douglas
39703 |  |  | 12679 | 12679VAV00001 |  |  | VAV-10 | 1336B | Single Duct Air Terminal | Krueger | LMHS |  | 6" |  |  | 300 cfm | [15 empty] | Active | 1 | 2014-05-20 09:32 | Leas, Douglas
39704 |  |  | 12678 | 12678VAV00001 |  |  | VAV-9 | 1336B | Single Duct Air Terminal | Krueger | LMHS |  | 9" |  | 750 cfm | 1.7 gpm | [15 empty] | Active | 1 | 2014-05-20 09:35 | Leas, Douglas
39705 |  |  | 12696 | 12696VAV00001 |  |  | VAV-8 | 1336B | Single Duct Air Terminal | Krueger | LMHS |  | 5th |  | 100cfm | [16 empty] | Active | 1 | 2014-05-20 09:38 | Leas, Douglas
39707 |  |  | 12691 | 12691CUH00001 |  |  | CUH-4 | Lobby 13S | Cabinet Unit Heater | RIttling | RF-200-02 |  |  |  | 190 cfm/10mbh | 1.0 gpm |  |  | 1/40 | [5 empty] | 1080/650 | 115 v | 0.55 A | 1PH |  |  |  | Active | 1 | 2014-05-20 09:40 | Leas, Douglas
39708 |  |  | 12692 | 12692UH00001 |  |  | UH-3 | HW Unit Heater | HW Unit Heater | Rittling | RH-63 |  | 1120cfm/47mbh |  | 4.7 gpm |  |  |  | 1/10 | [5 empty] | 1550 | 115v | 1.3A | 1PH |  |  |  | Active | 1 | 2014-05-20 09:43 | Leas, Douglas
39709 |  |  | 12693 | 12693UH00001 |  |  | UH-4 | 1336B | HW Unit heater | Rittling | RH-63 |  | 1120cfm/47mbh |  | 4.7gpm |  |  |  | 1/10 | [5 empty] | 1150 | 115V | 1.3A | 1PH |  |  |  | Active | 1 | 2014-05-20 09:44 | Leas, Douglas
39710 |  |  | 12694 | 12694UH00001 |  |  | UH-5 | 1336B | HW Unit Heater | Rittling | RH-63 |  | 1120cfm/47mbh |  | 4.7gpm |  |  |  | 1/10 | [5 empty] | 1150 | 115V | 1.3A | 1PH |  |  |  | Active | 1 | 2014-05-20 09:45 | Leas, Douglas
39711 |  |  | 12695 | 12695UH00001 |  |  | UH-6 | 1336B | HW Unit Heater | Rittling | RH-63 |  | 1120cfm/47mbh |  | 4.7gpm |  |  |  | 1/10 | [5 empty] | 1550 | 115V | 1.3A | 1PH |  |  |  | Active | 1 | 2014-05-20 09:52 | Leas, Douglas
39712 |  |  | 12762 | 12762EF00001 |  |  | EF-4 | Bathrooms near corridor 13W | Inline Cabinet Fan | Greenheck | CSP-A700 |  | 0.625ESP |  | 450CFM |  |  |  | 350W | [5 empty] | 1100 | 115V | 3.2A | 1PH |  |  |  | Active | 1 | 2014-05-20 10:05 | Leas, Douglas
39713 |  |  | 12763 | 12763DCS00001 |  |  | DCS-1 | RM 1338 | Dust Collector | Oneida Air | XXK100300 |  |  |  | 2240@10in.ESP |  |  |  | 10HP | [6 empty] | 460V | 11.9A | 3PH |  |  |  | Active | 1 | 2014-05-20 13:12 | Leas, Douglas
39725 |  |  | 12768 | 12768EF00001 |  |  | EF-29 | Roof | Exhaust Fan | Twin City Fan & Blower | BAV | 14-501978-1-1 | 135 | 2014-04-02 | 1090CFM |  |  | TWIN City Fan & Blower | 3/4 |  |  | 2014-04-02 |  | 56 | 1800 | 230/460 |  | 3 |  |  |  | Active | 1 | 2014-07-11 13:16 | Leas, Douglas
39726 |  |  | 12769 | 12769EF00001 |  |  | EF-30 | Roof | Ehaust Fan | Twin city Fan & Blower | BAV | 14-501978-1-2 | 135 | 2014-04-02 | 1090CFM |  |  | Twin City Fan & Blower | 3/4 |  |  | 2014-04-02 |  | 56 | 1800 | 230/460 |  | 3 |  |  |  | Active | 1 | 2014-07-11 13:16 | Leas, Douglas
39756 | 13 - AHU-21 - 13354MTR00002 |  | 13354 | 13354MTR00002 | Motor | Mechanical Equipment | MTR | 1342 | SAF/ MTR | Baldor | CAH017GDDN | FBOU12301792 |  | 2013-05-07 | 322,000 | 265,000 HT |  |  | 15 |  |  | 2013-05-07 |  |  | 1765 | 460 | 17.7 | 3/60 |  |  |  | Active | 2 | 2015-06-16 07:40 | Chestang, Anthony (NIH/OD/ORF) [E]
39757 | 13 - AHU-21 - 13354MTR00001 |  | 13354 | 13354MTR00001 | Motor | Mechanical Equipment | MTR | 1342 | RAF / MTR | Baldor | CAH017GDDN | FBOU12301792 |  | 2013-05-07 | 322,000 | 265,000HT |  | MOTOR M | 7.5 HP | BALDOR |  | 2013-05-07 |  |  | 1770 | 460 | 9.7 | 3/60 |  |  |  | Active | 1 | 2015-06-16 07:40 | Chestang, Anthony (NIH/OD/ORF) [E]
39758 | 13 - AHU-21 - 13354VFD00001 |  | 13354 | 13354VFD00001 | Variable Frequency Drive | Mechanical Equipment | VFD | 1342 | VFD/SAF | ABB |  |  |  | 2013-05-07 |  |  |  |  | 15HP | BALDOR |  | 2013-05-07 |  |  |  | 460 | 17.47 | 3/60 |  |  |  | Active | 3 | 2015-06-16 07:40 | Chestang, Anthony (NIH/OD/ORF) [E]
39759 | 13 - AHU-21 - 13354VFD00002 |  | 13354 | 13354VFD00002 | Variable Frequency Drive | Mechanical Equipment | VFD | 1342 | VFD/RAF | ABB |  |  |  | 2013-05-07 |  |  |  |  | 15HP | BALDOR |  | 2013-05-07 |  |  |  | 460 | 17.47 | 3/60 |  |  |  | Active | 4 | 2015-06-16 07:40 | Chestang, Anthony (NIH/OD/ORF) [E]
39760 | 13 - AHU-22 - 13353VFD00001 |  | 13353 | 13353VFD00001 | Variable Frequency Drive | Mechanical Equipment | VFD | 1342 | VFD/RAF | ABB |  |  |  | 2013-05-07 |  |  |  |  | 15HP | BALDOR |  | 2013-05-07 |  |  |  | 460 | 17.47 | 3/60 |  |  |  | Active | 3 | 2015-06-16 07:40 | Chestang, Anthony (NIH/OD/ORF) [E]
39761 | 13 - AHU-22 - 13353VFD00002 |  | 13353 | 13353VFD00002 | Variable Frequency Drive | Mechanical Equipment | VFD | 1342 | VFD/SAF | ABB |  |  |  | 2013-05-07 |  |  |  |  | 15HP | BALDOR |  | 2013-05-07 |  |  |  | 460 | 17.47 | 3/60 |  |  |  | Active | 4 | 2015-06-16 07:40 | Chestang, Anthony (NIH/OD/ORF) [E]
39762 | 13 - AHU-22 - 13353MTR00001 |  | 13353 | 13353MTR00001 | Motor | Mechanical Equipment | MTR | 1342 | RAF | Baldor | CAH017GDDN | FBOU12301792 |  | 2013-05-07 | 322,000 | 265,000HT |  | MOTOR M | 7.5 HP | BALDOR |  | 2013-05-07 |  |  | 1770 | 460 | 9.7 | 3/60 |  |  |  | Active | 1 | 2015-06-16 07:40 | Chestang, Anthony (NIH/OD/ORF) [E]
39763 | 13 - AHU-22 - 13353MTR00002 |  | 13353 | 13353MTR00002 | Motor | Mechanical Equipment | MTR | 1342 | SAF | Baldor | CAH017GDDN | FBOU12301792 |  | 2013-05-07 | 322,000 | 265,000 HT |  |  | 15 |  |  | 2013-05-07 |  |  | 1765 | 460 | 17.7 | 3/60 |  |  |  | Active | 2 | 2015-06-16 07:40 | Chestang, Anthony (NIH/OD/ORF) [E]
39764 | 13 - UH-7 - 13355UH00001 |  | 13355 | 13355UH00001 | Unit Heater | Mechanical Equipment | UH-7 | 1342 | Building Heat | Rittling | RH-24 |  |  |  | 1,300BTU |  |  |  | 1/30 | [5 empty] | 1080 | 115 | 0.7 | 1/60 |  |  |  | Active | 1 | 2015-06-16 07:40 | Chestang, Anthony (NIH/OD/ORF) [E]
39765 | 13 - UH-8 - 13356UH00001 |  | 13356 | 13356UH00001 | Unit Heater | Mechanical Equipment | UH-8 | [24 empty] | Active | 1 | 2015-06-16 07:40 | Chestang, Anthony (NIH/OD/ORF) [E]
40115 | 13 - AHU-2 - 09037MTRF00001 |  | 09037 | 09037MTRF00001 | Motor Fan | Mechanical Equipment |  | 13/Ground Fl | [21 empty] | 0 |  | Active | 4 | 2016-02-26 09:35 | Qi, Zhong
40116 | 13 - AHU-2 - 09037PHC00001 |  | 09037 | 09037PHC00001 | Preheat Coil | Mechanical Equipment |  | 13/Ground Floor | Type or Use: Heating/Steam | [20 empty] | 0 |  | Active | 7 | 2016-02-26 09:35 | Qi, Zhong
40117 | 13 - AHU-2 - 09037PF00001 |  | 09037 | 09037PF00001 | PreFilter | Mechanical Equipment |  | 13/Ground Floor | Type or Use: Pleated | [20 empty] | 0 |  | Active | 6 | 2016-02-26 09:35 | Qi, Zhong
40118 | 13 - AHU-2 - 09037FAN00001 |  | 09037 | 09037FAN00001 | Fan | Mechanical Equipment |  | 13/Ground Fl |  | Trane | MCCA003GAM0ABA | K96E45275 | [17 empty] | 0 |  | Active | 3 | 2016-02-26 09:35 | Qi, Zhong
40119 | 13 - AHU-2 - 09037OAD00001 |  | 09037 | 09037OAD00001 | Outside Air Damper | Mechanical Equipment |  | 13/Ground Floor | Type or Use: Air Damper | [20 empty] | 0 |  | Active | 5 | 2016-02-26 09:35 | Qi, Zhong
40120 | 13 - EF-1 - 09079MTRF00001 |  | 09079 | 09079MTRF00001 | Motor Fan | Mechanical Equipment |  | 13/Roof | [21 empty] | 0 |  | Active | 2 | 2016-02-26 09:35 | Qi, Zhong
40188 | 13 - AHU-2 - 09037CC00001 |  | 09037 | 09037CC00001 | Cooling Coil | Mechanical Equipment |  | 13/Ground Floor | Type or Use: Cooling/CHW | [20 empty] | 0 |  | Active | 2 | 2016-02-26 09:35 | Qi, Zhong
40189 | 13 - AHU-2 - 09037AHU00001 |  | 09037 | 09037AHU00001 | Air Handling Unit | Mechanical Equipment |  | 13/Ground Floor |  | Trane | [19 empty] | 0 |  | Active | 1 | 2016-02-26 09:35 | Qi, Zhong
40190 | 13 - EF-1 - 09079FAN00001 |  | 09079 | 09079FAN00001 | Fan | Mechanical Equipment |  | 13/Roof |  | Barry Blower | RPK10CWBISW | [18 empty] | 0 |  | Active | 1 | 2016-02-26 09:35 | Qi, Zhong

## invBuilding
ID | Building | Property | BuildingComplex | BuildingCode | BuildingFacility# | BuildingDescription | Active
8 | 13 | Bethesda |  | Building 13 | 0013 | 40506-00-0013 | -1

## invFacilitySystem
ID | SystemTitle | SystemType | SystemGroup | SystemAbbreviation | Description | Property | IsParent
1 | Air Handling Unit | Equipment | Mechanical System | AHU |  | All | -1
2 | Auxiliary Air fan | Equipment | Mechanical System | AAFAN |  | All | -1
3 | Boiler | Equipment | Mechanical System | BOILER |  | All | -1
4 | Backflow Preventer | Equipment | Mechanical System | BFP |  | All | -1
5 | Chilled Water | Equipment | Mechanical System | CHW |  | All | -1
6 | Chiller | Equipment | Mechanical System | CHILLER |  | All | -1
7 | Condensate Return | Equipment | Mechanical System | CR |  | All | -1
8 | Compressed Air | Equipment | Mechanical System | CA |  | All | -1
9 | Cooling Tower | Equipment | Mechanical System | COOLTOWER |  | All | -1
10 | Domestic Cold Water | Equipment | Mechanical System | DCW |  | All | -1
11 | Domestic Hot Water | Equipment | Mechanical System | DHW |  | All | -1
12 | DXSplit | Equipment | Mechanical System | DX |  | All | -1
13 | Exhaust Fan | Equipment | Mechanical System | EF |  | All | -1
14 | Laboratory Cold Water | Equipment | Mechanical System | LCW |  | All | -1
15 | Laboratory Hot Water | Equipment | Mechanical System | LHW |  | All | -1
16 | Natural Gas | Equipment | Mechanical System | NATGAS |  | All | -1
17 | Perimeter Heating Water | Equipment | Mechanical System | PHW |  | All | -1
18 | Return Air Fan | Equipment | Mechanical System | RAF |  | All | -1
19 | Reheat | Equipment | Mechanical System | REHEAT |  | All | -1
20 | Preheat | Equipment | Mechanical System | PREHEAT |  | All | -1
21 | Reverse Osmosis | Equipment | Mechanical System | RO |  | All | -1
22 | Sanitary Sewer | Equipment | Mechanical System | SANTSWR |  | All | -1
23 | Sewer Injector | Equipment | Mechanical System | SEWINJ |  | All | -1
24 | Sprinkler | Equipment | Mechanical System | SPRINKLER |  | All | -1
25 | Steam | Equipment | Mechanical System | STM |  | All | -1
26 | Distilled Water | Equipment | Mechanical System | DSTILW |  | All | -1
27 | Vacuum | Equipment | Mechanical System | VAC |  | All | -1
28 | Rollup Door | Equipment | Mechanical System | ROLLUP |  | All | -1
29 | Air Curtain | Equipment | Mechanical System | AIRCRTN |  | All | -1
30 | Air Dryer | Equipment | Mechanical System | AIRDRYER |  | All | -1
31 | Autoclave | Equipment | Mechanical System | AUTOC |  | All | -1
32 | Board Dock | Equipment | Mechanical System | BDOCK |  | All | -1
33 | Cagewasher | Equipment | Mechanical System | CAGEW |  | All | -1
34 | Chilled Water Primary | Equipment | Mechanical System | CHWP |  | All | -1
35 | Chilled Water Secondary | Equipment | Mechanical System | CHWS |  | All | -1
36 | Clean Steam | Equipment | Mechanical System | CLSTEAM |  | All | -1
37 | Constant Temp Room | Equipment | Mechanical System | CTROOM |  | All | -1
38 | Deionized Water | Equipment | Mechanical System | DEIONW |  | All | -1
39 | Dirty Water | Equipment | Mechanical System | DW |  | All | -1
40 | Economizer | Equipment | Mechanical System | ECONOMZ |  | All | -1
41 | Gray Water | Equipment | Mechanical System | GW |  | All | -1
42 | Humidification | Equipment | Mechanical System | HUMDFR |  | All | -1
43 | Industrial Hot Water | Equipment | Mechanical System | IDHW |  | All | -1
44 | Sump Pump | Equipment | Mechanical System | SP |  | All | -1
45 | Well | Equipment | Mechanical System | WELL |  | All | -1
46 | Electrical Power Distribution | Equipment | Electrical System | ELECTPOWER |  | All | -1
47 | Elevator Freight | Equipment | Mechanical System | ELEV |  | All | -1
48 | Emergency Generator | Equipment | Electrical System | GENERATOR |  | All | -1
49 | Escaltor | Equipment | Electrical System | ESCALATOR |  | All | -1
50 | Fire Alarm | Equipment | Electrical System | FA |  | All | -1
51 | Heat and Vent | Equipment | Electrical System | H&V |  | All | -1
52 | Moselar Car | Equipment | Electrical System | ELECTRACK |  | All | -1
53 | Pneumatic Tube | Equipment | Electrical System | PNEUTUBE |  | All | -1
54 | Actuator | Equipment | Mechanical Equipment | ACTELEC |  | All | 0
55 | Air Curtain | Equipment | Mechanical Equipment | AIRCRTN |  | All | 0
56 | Air Dryer | Equipment | Mechanical Equipment | AIRDRYER |  | All | 0
57 | Air Separator | Equipment | Mechanical Equipment | AS |  | All | 0
58 | Air Terminal Unit | Equipment | Mechanical Equipment | ATU |  | All | 0
59 | Autoclave | Equipment | Mechanical Equipment | AUTOC |  | All | 0
60 | Backflow Preventer | Equipment | Mechanical Equipment | BFP |  | All | 0
61 | Board Dock | Equipment | Mechanical Equipment | BDOCK |  | All | 0
62 | Boiler | Equipment | Mechanical Equipment | BOILER |  | All | 0
63 | Chiller | Equipment | Mechanical Equipment | CHILLER |  | All | 0
64 | Coil | Equipment | Mechanical Equipment | COIL |  | All | 0
65 | Compressor | Equipment | Mechanical Equipment | COMPRESSOR |  | All | 0
66 | Condensing Unit | Equipment | Mechanical Equipment | CONDENSER |  | All | 0
67 | Control Panel | Equipment | Mechanical Equipment | CPAN |  | All | 0
68 | Cooling Tower | Equipment | Mechanical Equipment | COOLTOWER |  | All | 0
69 | Drinking Fountain | Equipment | Mechanical Equipment | DF |  | All | 0
70 | Damper | Equipment | Mechanical Equipment | DAMPER |  | All | 0
71 | Domestic City Water | Equipment | Mechanical Equipment | DCW |  | All | 0
72 | Bridges | Equipment | Structural System | BRIDGE |  | All | -1
73 | Exterior Façade | Equipment | Structural System | FAÇADE |  | All | -1
74 | Fences | Equipment | Structural System | FENCE |  | All | -1
75 | Flag Poles | Equipment | Structural System | FLAGPOLE |  | All | -1
76 | Gutters and Downspouts | Equipment | Structural System | GUT&DS |  | All | -1
77 | Parking Structures | Equipment | Structural System | MLP |  | All | -1
78 | Roads and Sidewalks | Equipment | Structural System | ROAD&SW |  | All | -1
79 | Roof | Equipment | Structural System | ROOF |  | All | -1
80 | Domestic Hot Water | Equipment | Mechanical Equipment | DHW |  | All | 0
81 | Digital Display | Equipment | Mechanical Equipment | DD |  | All | 0
82 | Distributed Digital Control | Equipment | Mechanical Equipment | DDC |  | All | 0
83 | Dryer | Equipment | Mechanical Equipment | DRYER |  | All | 0
84 | Door | Equipment | Mechanical Equipment | DOOR |  | All | 0
85 | Evaporator | Equipment | Mechanical Equipment | EVAP |  | All | 0
86 | Expansion Tank | Equipment | Mechanical Equipment | ET |  | All | 0
87 | Fan | Equipment | Mechanical Equipment | FAN |  | All | 0
88 | Fan Coil Unit | Equipment | Mechanical Equipment | FCU |  | All | 0
89 | Filter | Equipment | Mechanical Equipment | FILTER |  | All | 0
90 | Finned Tube Radiator | Equipment | Mechanical Equipment | RADIATOR |  | All | 0
91 | Freeze Stat | Equipment | Mechanical Equipment | FREZSTAT |  | All | 0
92 | Gauge | Equipment | Mechanical Equipment | GAUGE |  | All | 0
93 | Heat Exchanger | Equipment | Mechanical Equipment | HX |  | All | 0
94 | Heat Recovery | Equipment | Mechanical Equipment | HR |  | All | 0
95 | Hoist | Equipment | Mechanical Equipment | HOIST |  | All | 0
96 | Hot Water | Equipment | Mechanical Equipment | HW |  | All | 0
97 | Humidifier | Equipment | Mechanical Equipment | HUMDFR |  | All | 0
98 | Induction Unit | Equipment | Mechanical Equipment | IU |  | All | 0
99 | Meter | Equipment | Mechanical Equipment | METER |  | All | 0
100 | Motor | Equipment | Mechanical Equipment | MTR |  | All | 0
101 | Motor Fan | Equipment | Mechanical Equipment | MTRF |  | All | 0
102 | Motor Pump | Equipment | Mechanical Equipment | MTRP |  | All | 0
103 | Operator (Rollup Door) | Equipment | Mechanical Equipment | OPER |  | All | 0
104 | Ozone Generator | Equipment | Mechanical Equipment | O3GEN |  | All | 0
105 | Pressure Reducing Valve | Equipment | Mechanical Equipment | PRV |  | All | 0
106 | Pump | Equipment | Mechanical Equipment | PUMP |  | All | 0
107 | Relief Valve | Equipment | Mechanical Equipment | RVALVE |  | All | 0
108 | Room Differential Pressure Monitor | Equipment | Mechanical Equipment | RDPM |  | All | 0
109 | Reverse Osmosis Unit | Equipment | Mechanical Equipment | ROU |  | All | 0
110 | Steam Station(high to med) | Equipment | Mechanical Equipment | HM |  | All | 0
111 | Steam Station(med to low) | Equipment | Mechanical Equipment | ML |  | All | 0
112 | Tank | Equipment | Mechanical Equipment | TANK |  | All | 0
113 | Trap | Equipment | Mechanical Equipment | TRAP |  | All | 0
114 | Unit Heater | Equipment | Mechanical Equipment | UH |  | All | 0
115 | Valve | Equipment | Mechanical Equipment | VALVE |  | All | 0
116 | Variable Frequency Drive | Equipment | Mechanical Equipment | VFD |  | All | 0
117 | Walkin Box | Equipment | Mechanical Equipment | WALKIN |  | All | 0
118 | Water Softener | Equipment | Mechanical Equipment | WSOFT |  | All | 0
119 | Amplifier | Equipment | Electrical Equipment | AMPLIFIER |  | All | 0
120 | Automatic Transfer Switch | Equipment | Electrical Equipment | ATS |  | All | 0
121 | Closed Circuit TV | Equipment | Electrical Equipment | CCTV |  | All | 0
122 | Controller | Equipment | Electrical Equipment | CNTRL |  | All | 0
123 | Distribution Panel | Equipment | Electrical Equipment | DP |  | All | 0
124 | Distribution Transformer | Equipment | Electrical Equipment | DXT |  | All | 0
125 | Emergency Distribution Panel | Equipment | Electrical Equipment | EDP |  | All | 0
126 | Emergency Lighting | Equipment | Electrical Equipment | EL |  | All | 0
127 | Emergency Lighting Panel | Equipment | Electrical Equipment | ELP |  | All | 0
128 | Emergency Receptacle Panel | Equipment | Electrical Equipment | ERP |  | All | 0
129 | Hoist Way | Equipment | Electrical Equipment | HSTWAY |  | All | 0
130 | Lighting Panel | Equipment | Electrical Equipment | LP |  | All | 0
131 | Lightning Arrestor | Equipment | Electrical Equipment | GROUND |  | All | 0
132 | Manual Transfer Switch | Equipment | Electrical Equipment | MTS |  | All | 0
133 | Meter | Equipment | Electrical Equipment | METER |  | All | 0
134 | Motor | Equipment | Electrical Equipment | MTR |  | All | 0
135 | Motor Control Center | Equipment | Electrical Equipment | MCC |  | All | 0
136 | Network Protector | Equipment | Electrical Equipment | NPROTECT |  | All | 0
137 | Network Transformer | Equipment | Electrical Equipment | NXT |  | All | 0
138 | Paging System | Equipment | Electrical Equipment | PAGESYS |  | All | 0
139 | Panel | Equipment | Electrical Equipment | PANEL |  | All | 0
140 | Power Conditioner | Equipment | Electrical Equipment | PC |  | All | 0
141 | Receptacle Panel | Equipment | Electrical Equipment | RP |  | All | 0
142 | Sound Attenuator | Equipment | Electrical Equipment | SA |  | All | 0
143 | Switch | Equipment | Electrical Equipment | SWITCH |  | All | 0
144 | Switch Board | Equipment | Electrical Equipment | SWBD |  | All | 0
145 | Switch Gear | Equipment | Electrical Equipment | SWGR |  | All | 0
146 | Transformer | Equipment | Electrical Equipment | XT |  | All | 0
147 | Still | Equipment | Mechanical Equipment | STILL |  | All | 0
148 | Unit Heater | Equipment | Mechanical System | UH |  | All | -1
149 | Burner | Equipment | Mechanical Equipment | BURNER |  | All | 0
150 | Water Softener | Equipment | Mechanical System | WSOFT |  | All | -1
151 | Heat Pump | Equipment | Mechanical System | HEATPUMP |  | All | -1
152 | Fluid Drive | Equipment | Mechanical Equipment | FLUIDDRV |  | All | 0
153 | Heat Pump | Equipment | Mechanical Equipment | HEATPUMP |  | All | 0
154 | Heat Pump Water Source | Equipment | Mechanical System | HPUMPWS |  | All | -1
155 | Panel | Equipment | Electrical System | PANEL |  | All | -1
156 | Transform | Equipment | Electrical System | TRANS |  | All | -1
157 | Protector | Equipment | Electrical System | PROT |  | All | -1
158 | Power Supply | Equipment | Electrical Equipment | PS |  | All | 0
159 | Power and Lighting Distribution | Equipment | Electrical System | PLD |  | All | -1
160 | Motor Control Center | Equipment | Electrical System | MCC |  | All | -1
161 | Automatic Transfer Switch | Equipment | Electrical System | ATS |  | All | -1
162 | Emergency Distribution Transformer | Equipment | Electrical Equipment | EDXT |  | All | 0
163 | Emergency Switch Board | Equipment | Electrical Equipment | ESWBD |  | All | 0
164 | Emergency Motor Control Center | Equipment | Electrical Equipment | EMCC |  | All | 0
165 | Electrical Panel | Equipment | Electrical Equipment | A |  | All | 0
166 | Emergency Light | Equipment | Electrical System | EMLIGHT |  | All | -1
167 | Battery Lantern | Equipment | Electrical Equipment | BATLAN |  | All | 0
168 | Emergency Shower | Equipment | Mechanical Equipment | EMSHOWER |  | All | 0
169 | Dehumidifier | Equipment | Mechanical Equipment | DHUMDFR | for Bldg 38 | All | 0
170 | Steam Station(high to low) | Equipment | Mechanical Equipment | HL |  | All | 0
171 | Fan Coil Unit | Equipment | Mechanical System | FCU |  | All | -1
172 | Generator | Equipment | Electrical Equipment | GENERATOR |  | All | 0
173 | Disconnect | Equipment | Electrical Equipment | DISCON |  | All | 0
174 | Data Panel | Equipment | Electrical Equipment | DATAPANEL |  | All | 0
175 | Monitor | Equipment | Mechanical Equipment | MONITOR |  | All | 0
176 | Glasswasher | Equipment | Mechanical Equipment | GLWASH |  | All | 0
177 | Washer | Equipment | Mechanical Equipment | WASHER |  | All | 0
178 | Site Lighting | Equipment | Electrical System | SITELIGHT |  | All | -1
179 | Steam Meter | Equipment | Mechanical System | STEAMMETER |  | All | -1
180 | Incinerator | Equipment | Mechanical System | INCINERATOR |  | All | -1
181 | Cagewasher | Equipment | Mechanical Equipment | CAGEW |  | All | 0
182 | Dissolved | Equipment | Mechanical System | DA |  | All | -1
183 | Steam Meter | Equipment | Mechanical Equipment | STEAMMETER |  | All | 0
184 | Incinerator | Equipment | Mechanical Equipment | INCINERATOR |  | All | 0
185 | PRIWTR | Equipment | Electrical Equipment | PRIWTR |  | All | 0
186 | Starter | Equipment | Mechanical Equipment | STARTER |  | All | 0
187 | Transfer Switch | Equipment | Electrical Equipment | TSWITCH |  | All | 0
188 | Control Panel | Equipment | Electrical Equipment | CPANEL |  | All | 0
189 | Fuel Pump | Equipment | Mechanical System | FUELP |  | All | -1
190 | Booster Fan | Equipment | Mechanical System | BF |  | All | -1
191 | Glass Washer System | Equipment | Mechanical System | GWS |  | All | -1
192 | Fuel Monitoring/Tank | Equipment | Mechanical System | FUELM |  | All | -1
193 | Tunnel Washer | Equipment | Mechanical System | TUNNELW |  | All | -1
194 | Electronic Monitor System | Equipment | Electrical System | EMS |  | All | -1
195 | Heat Recovery | Equipment | Mechanical System | HR |  | All | -1
196 | Domestic City Water | Equipment | Mechanical System | DCW |  | All | -1
197 | Gear Box | Equipment | Mechanical Equipment | GEARBOX |  | All | 0
198 | Purge Unit | Equipment | Mechanical Equipment | PURGEUNIT |  | All | 0
199 | Strainer | Equipment | Mechanical Equipment | STRAINER |  | All | 0
200 | Supply Fan | Equipment | Mechanical System | SFAN |  | All | -1
201 | Automatic Door | Equipment | Mechanical System | AUTOD | for GRC only | All | -1
202 | UPS | Equipment | Electrical System | UPS | for GRC only | All | -1
203 | CAR | Equipment | Mechanical Equipment | CAR | for GRC only | All | 0
204 | Secondary Sheave | Equipment | Mechanical Equipment | SECONDSHV | for GRC Elevator | All | 0
205 | Heating Water | Equipment | Mechanical System | HW |  | All | -1
206 | Walkin Box | Equipment | Mechanical System | WALKIN |  | All | -1
207 | Sewage Ejector | Equipment | Mechanical System | SEWEJ |  | All | -1
208 | Condenser Water | Equipment | Mechanical System | CW |  | All | -1
209 | Neutralization | Equipment | Mechanical System | NEUT |  | All | -1
210 | Water Heater | Equipment | Mechanical Equipment | WH |  | All | 0
211 | Mixer | Equipment | Mechanical Equipment | MIX |  | All | 0
212 | Waterless Urinal | Equipment | Mechanical Equipment | WU |  | All | 0
213 | Waterless Urinal | Equipment | Mechanical System | WU |  | all | -1
214 | Emergency Power | Equipment | Electrical System | EM Power |  | All | -1
215 | Uninterruptible Power Supply | Equipment | Electrical Equipment | UPS |  | All | 0
216 | Elevator Controller | Equipment | Electrical Equipment | ELECNTRL |  | All | 0
217 | Elevator Motor | Equipment | Electrical Equipment | ELEMTR |  | All | 0
218 | Power Panel | Equipment | Electrical Equipment | PPANEL |  | All | 0
219 | SWITCH | Equipment | Mechanical Equipment | SWITCH |  | All | 0
220 | Feeder | Equipment | Mechanical Equipment | FEEDER |  | All | 0
221 | Sump PIT | Equipment | Mechanical Equipment | SPIT |  | All | 0
222 | Sump Basin | Equipment | Mechanical Equipment | SBASIN |  | All | 0
223 | Steam Station | Equipment | Mechanical Equipment | SS |  | All | 0
224 | Flash Tank | Equipment | Mechanical Equipment | FLASHT |  | All | 0
225 | ICE Machine | Equipment | Mechanical Equipment | ICEM |  | All | 0
226 | Heating Coil | Equipment | Mechanical Equipment | HCOIL |  | All | 0
227 | Cooling Coil | Equipment | Mechanical Equipment | CCOIL |  | All | 0
228 | Booster Pump | Equipment | Mechanical Equipment | BP |  | All | 0
229 | Cooling Pump | Equipment | Mechanical Equipment | CP |  | All | 0
230 | Propeller Unit Heater | Equipment | Mechanical Equipment | PUH |  | All | 0
231 | Cabinet Unit Heater | Equipment | Mechanical Equipment | CUH |  | All | 0
232 | Cold Room | Equipment | Mechanical Equipment | CROOM |  | All | 0
233 | PreFilter | Equipment | Mechanical Equipment | PF |  | All | 0
234 | Final Filter | Equipment | Mechanical Equipment | FF |  | All | 0
235 | Pump | Equipment | Mechanical System | PUMP |  | All | -1
236 | Steam Station | Equipment | Mechanical System | STMST |  | All | -1
237 | Laboratory Vacuum | Equipment | Mechanical System | LVAC |  | All | -1
238 | Laboratory Air | Equipment | Mechanical System | LAIR |  | All | -1
239 | Ice Machine | Equipment | Mechanical System | ICEM |  | All | -1
240 | Air Seperator | Equipment | Mechanical System | AS |  | All | -1
241 | Acid Neutralizer | Equipment | Mechanical System | ACIDNEU |  | All | -1
242 | Elevator Passenger | Equipment | Mechanical System | ELEV |  | All | -1
243 | Elevator ADA Lift | Equipment | Mechanical System | ELEV |  | All | -1
244 | Elevator Escalator | Equipment | Mechanical System | ESCAL |  | All | -1
245 | Elevator Dumbwaiter | Equipment | Mechanical System | ELEV |  | All | -1
246 | Exit Lighting | Equipment | Electrical Equipment | XLIGHT |  | All | 0
247 | Emergency Transformer | Equipment | Electrical Equipment | EXT |  | All | 0
248 | Battery Charger | Equipment | Electrical Equipment | BATC |  | All | 0
249 | Disconnect Switch | Equipment | Electrical Equipment | DSWITCH |  | All | 0
250 | Fire Alarm Panel | Equipment | Electrical Equipment | FAP |  | All | 0
251 | Gaseous Fire Protection | Equipment | Electrical Equipment | GFP |  | All | 0
252 | High-Voltage Circuit Breaker | Equipment | Electrical Equipment | HVCB |  | All | 0
253 | High-Voltage Transformer | Equipment | Electrical Equipment | HVXT |  | All | 0
254 | Master Distribution Panel | Equipment | Electrical Equipment | MDP |  | All | 0
255 | Relay Emergency Lighting Panel | Equipment | Electrical Equipment | RELP |  | All | 0
256 | Relay Lighting Panel | Equipment | Electrical Equipment | RLP |  | All | 0
257 | Domestic Booster Pump | Equipment | Mechanical System | DBP |  | All | -1
258 | Deaeration Tank | Equipment | Mechanical System | DATANK |  | All | -1
259 | Heating/Cooling Water | Equipment | Mechanical System | HCW |  | All | -1
260 | VAV; Terminal Boxes | Equipment | Mechanical System | VAV |  | All | -1
261 | VEV; Terminal Exhaust Boxes | Equipment | Mechanical System | VEV |  | All | -1
262 | Vivarium Hot Water | Equipment | Mechanical System | VHW |  | All | -1
263 | Drain Tank | Equipment | Mechanical Equipment | DRTANK |  | All | 0
264 | O2 Tank | Equipment | Mechanical Equipment | O2TANK |  | All | 0
265 | Water Tank | Equipment | Mechanical Equipment | WATANK |  | All | 0
266 | Condensate Tank | Equipment | Mechanical Equipment | CONDTANK |  | All | 0
267 | Condensate Pump | Equipment | Mechanical Equipment | CONDPUMP |  | All | 0
268 | Emergency Generator | Equipment | Electrical Equipment | EGEN |  | All | 0
269 | Air Handling Unit | Equipment | Mechanical Equipment | AHU |  | All | 0
270 | VEV | Equipment | Mechanical Equipment | VEV |  | All | 0
271 | VAV | Equipment | Mechanical Equipment | VAV |  | All | 0
272 | Reheat Coil | Equipment | Mechanical Equipment | RHC |  | All | 0
273 | Preheat Coil | Equipment | Mechanical Equipment | PHC |  | All | 0
274 | Outside Air Damper | Equipment | Mechanical Equipment | OAD |  | All | 0
275 | Furnace | Equipment | Mechanical Equipment | FURN |  | All | 0
276 | Elevator CAR | Equipment | Mechanical Equipment | CAR |  | All | 0
277 | Elevator Control Panel | Equipment | Mechanical Equipment | CPAN |  | All | 0
278 | Escalator | Equipment | Mechanical Equipment | ESCAL |  | All | 0
279 | HEPA Filter | Equipment | Mechanical Equipment | HEPA |  | All | 0
280 | Instantaneous Water Heater | Equipment | Mechanical Equipment | IWH |  | All | 0
281 | Heat Recovery Wheel | Equipment | Mechanical Equipment | HRW |  | All | 0
282 | CONDENSER | Equipment | Mechanical Equipment | CONDS |  | All | 0
283 | Isolation Damper | Equipment | Mechanical Equipment | ISOD |  | All | 0
284 | Building Automation System | Equipment | Mechanical Equipment | BAS |  | All | 0
285 | Static Damper | Equipment | Mechanical Equipment | STATD |  | All | 0
286 | Condensate Return | Equipment | Mechanical Equipment | CR |  | All | 0
287 | Return Air Fan | Equipment | Mechanical Equipment | RAF |  | All | 0
288 | Return Air Damper | Equipment | Mechanical Equipment | RAD |  | All | 0
289 | Main Fuel Tank | Equipment | Mechanical Equipment | MFT |  | All | 0
290 | Pump Assembly | Equipment | Mechanical Equipment | PUMP |  | All | 0
291 | Sump | Equipment | Mechanical Equipment | SUMP |  | All | -1
292 | DXSplit Unit | Equipment | Mechanical Equipment | DXU |  | All | 0
293 | Elevator ADA Lift | Equipment | Mechanical Equipment | ELEV |  | All | 0
294 | Elevator Freight | Equipment | Mechanical Equipment | ELEV |  | All | 0
295 | Elevator Dumbwaiter | Equipment | Mechanical Equipment | ELEV |  | All | 0
296 | Elevator Passenger | Equipment | Mechanical Equipment | ELEV |  | All | 0
297 | Exhaust Fan | Equipment | Mechanical Equipment | EF |  | All | -1
298 | Exhaust Valve | Equipment | Mechanical Equipment | EV |  | All | -1
299 | Constant Volume Box | Equipment | Mechanical Equipment | CVB |  | All | -1
300 | Water Fountain | Equipment | Mechanical System | WATERFT |  | All | -1
301 | Water Fountain | Equipment | Mechanical Equipment | WF |  | All | -1
302 | Hot Water Pump | Equipment | Mechanical System | HWP |  | All | -1
303 | Dust Collection System | Equipment | Mechanical System | DCS |  | All | -1
304 | BREAKER | Equipment | Electrical Equipment |  | MS2000 Inventory on 12/10/2015 | All | -1
305 | Emergency Generator Portable | Equipment | Electrical Equipment |  | MS2000 Inventory on 12/10/2015 | All | -1
306 | Lighting | Equipment | Electrical Equipment |  | MS2000 Inventory on 12/10/2015 | All | -1
307 | LOAD BANK Stationary | Equipment | Electrical Equipment |  | MS2000 Inventory on 12/10/2015 | All | -1
308 | SWG - EM Generator | Equipment | Electrical Equipment |  | MS2000 Inventory on 12/10/2015 | All | -1
309 | XLIGHT | Equipment | Electrical Equipment |  | MS2000 Inventory on 12/10/2015 | All | -1
310 | Chilled Water Pump | Equipment | Mechanical Equipment |  | MS2000 Inventory on 12/10/2015 | All | -1
311 | EYE WASH | Equipment | Mechanical Equipment |  | MS2000 Inventory on 12/10/2015 | All | -1
312 | Fire Protection | Equipment | Mechanical Equipment |  | MS2000 Inventory on 12/10/2015 | All | -1
313 | Fire Pump | Equipment | Mechanical Equipment |  | MS2000 Inventory on 12/10/2015 | All | -1
314 | FUEL OIL STORAGE | Equipment | Mechanical Equipment |  | MS2000 Inventory on 12/10/2015 | All | -1
315 | GLYCOL PUMP | Equipment | Mechanical Equipment |  | MS2000 Inventory on 12/10/2015 | All | -1
316 | Hot Water Pump | Equipment | Mechanical Equipment |  | MS2000 Inventory on 12/10/2015 | All | -1
317 | ROLLUP DOOR | Equipment | Mechanical Equipment |  | MS2000 Inventory on 12/10/2015 | All | -1
318 | Sewage Ejector | Equipment | Mechanical Equipment |  | MS2000 Inventory on 12/10/2015 | All | -1
319 | STORAGE TANK | Equipment | Mechanical Equipment |  | MS2000 Inventory on 12/10/2015 | All | -1
320 | Sump Pump | Equipment | Mechanical Equipment |  | MS2000 Inventory on 12/10/2015 | All | -1
321 | Water Flow Meter | Equipment | Mechanical Equipment |  | MS2000 Inventory on 12/10/2015 | All | -1
322 | CONDENSATE Main | Equipment | Mechanical System |  | MS2000 Inventory on 12/10/2015 | All | -1
323 | VAV | Equipment | Mechanical System |  | MS2000 Inventory on 12/10/2015 | All | -1
324 | ATS - EM Generator | Equipment | Electrical Equipment |  | MS2000 Inventory on 12/10/2015 | All | -1
325 | Emergency ATS | Equipment | Electrical Equipment |  | MS2000 Inventory on 12/10/2015 | All | -1
326 | Emergency Breaker | Equipment | Electrical Equipment |  | MS2000 Inventory on 12/10/2015 | All | -1
327 | Fuel Tank - EM Generator | Equipment | Electrical Equipment |  | MS2000 Inventory on 12/10/2015 | All | -1
328 | High-Voltage Fuses | Equipment | Electrical Equipment |  | MS2000 Inventory on 12/10/2015 | All | -1
329 | Main Distribution Panel | Equipment | Electrical Equipment |  | MS2000 Inventory on 12/10/2015 | All | -1
330 | MTS - EM Generator | Equipment | Electrical Equipment |  | MS2000 Inventory on 12/10/2015 | All | -1
331 | Switchgear | Equipment | Electrical Equipment |  | MS2000 Inventory on 12/10/2015 | All | -1
332 | Humidification | Equipment | Mechanical Equipment |  | MS2000 Inventory on 12/10/2015 | All | -1
333 | Steam Trap | Equipment | Mechanical Equipment |  | MS2000 Inventory on 12/10/2015 | All | -1
334 | Air Separator | Equipment | Mechanical System |  | MS2000 Inventory on 12/10/2015 | All | -1
335 | FILM DEVELOPER DRAIN | Equipment | Mechanical System |  | MS2000 Inventory on 12/10/2015 | All | -1
336 | Continuous Power System | Equipment | Electrical Equipment | CPS |  | All | 0

## invStatus
ID | Status | System | Active
1 | Active |  | -1
2 | Deactivated |  | -1
3 | Removed |  | -1
4 | Demolished |  | -1

## tblLabor
Labor | LaborID | OtherName | Type | Contact | Title | Address | City | State | Country | Zip | PhoneHome | PhoneWork | PhoneMobile | Pager | PagerService | PIN | Numeric | Fax | Email | URL | CostRegular | CostOvertime | CostDouble | CostOther | ChargePercentage | ChargeRate | Active | Comments | DateHire | DateTermination | DateBirth | Trade | MaintenanceCategory | Account | CustomerID | Photo | UDF1 | UDF2 | UDF3 | UDF4 | UDF5 | Timestamp | NIHDomain | NIHLogin | NIHRole | ysnBethesda | ysnPoolesville | ysnBaltimore | ysnNorthCarolina | ysnRML | ysnLeased | ysnFrederick | RefreshInterval | DaysLimit | ysnAudioWarning | ysnInventory | ysnConstruction | ConstructionRole | ysnSystemOwner | LoginFailCount | LoginFailLast
Qi, Zhong |  | QQQ | Staff | PocketPC |  | 13 | Bethesda |  |  |  | 301-435-8000 | 301-435-7604 |  |  |  | qiz | 0 |  | Qi, Zhong (NIH/OD/ORF) [E] | 1416 | 0 | 0 | 0 | 0 | 0 | 0 | -1 |  |  |  |  | 13 | <none> | <none> | 0011343788 |  | ASB | [5 empty] | NIH | qiz | MSAdmin | -1 | -1 | -1 | -1 | -1 | -1 | -1 | 0 | 1 | 0 | -1 | -1 | Super | -1 | 0

## tblShop
Shop | Description | ShopSupervisor | Phone | Email | URL | Budget | Comments | TimeStamp | SurveyTO | SurveyCC | Active | ysnMobile | UDF1 | Property | AlertTo | AlertCC
FMT_B12 | Bldgs.11,12,12A,12B,13,22,16,16A | FMT | 301-496-5084 |  | 13 | 0 |  |  | dallass2@mail.nih.gov | wallacej@mail.nih.gov; phillisd@mail.nih.gov; brownrd@mail.nih.gov; stewarre@mail.nih.gov | -1 | 0 |  | Bethesda | dallass2@mail.nih.gov | wallacej@mail.nih.gov; brownrd@mail.nih.gov